## Combined Information
BMU ID | Name | Type
E_ABRTW-1 | Auchrobert Wind Farm | Onshore Wind
E_AIRSW-1 | Airies Wind Farm | Onshore Wind
E_ASHWW-1 | Andershaw Wind Farm | Onshore Wind
E_ASLVW-1 | Assel Valley Wind Farm | Onshore Wind
E_BABAW-1 | Baillie Wind Farm | Onshore Wind
E_BETHW-1 | Beinn Tharsuinn Wind Farm | Onshore Wind
E_BNWKW-1 | Burn of Whilk Wind Farm | Onshore Wind
E_BRDUW-1 | Braes of Doune Wind Farm | Onshore Wind
E_BRNLW-1 | Brownieleys Wind Farm | Onshore Wind
E_BROXES-1 | Broxburn Energy Storage | Battery
E_BRYBW-1 | Berry Burn Wind Farm | Onshore Wind
E_BTUIW-2 | Beinn An Tuirc 2 | Onshore Wind
E_CLAC-1 | Clachan G1 | Hydro
E_CLDRW-1 | Clashindarroch Wind Farm | Onshore Wind
E_CLFLW-1 | Clachan Flats | Onshore Wind
E_CNCLW-1 | Coire Na Cloiche WF | Onshore Wind
E_CRGTW-1 | Craig 2 Wind Farm | Onshore Wind
E_DALSW-1 | Dalswinton Windfarm | Onshore Wind
E_FASN-3 | Fasnakyle G3 | Hydro
E_FASN-4 | Fasnakyle G4 | Hydro
E_GDSTW-1 | Gordonstown Wind Farm | Onshore Wind
E_GLCHW-1 | Glenchamber Wind Farm | Onshore Wind
E_GLNDOD1 | Glendoe Hydro Demand | Demand
E_GLOFW-1 | Glens of Foudland Wind Farm | Onshore Wind
E_HBHDW-1 | Harburn Head Wind Farm | Onshore Wind
E_HLGLW-1 | Hill of Glaschyle | Onshore Wind
E_HLTWW-1 | Hill of Towie | Onshore Wind
E_HRHLW-1 | Hare Hill Wind Farm Extension | Onshore Wind
E_HUNB-11S | Hunterston B 11kV Site Supply | Demand
E_HYWDW-1 | Hywind Generator | Offshore Wind
E_KINCW-1 | Kincardine Offshore Windfarm | Offshore Wind
E_MARK-1 | Rothes Bio-Plant CHP1 | CHP
E_MINSW-1 | Minsca Wind Farm | Onshore Wind
E_MOYEW-1 | Moy Windfarm | Onshore Wind
E_TLYMW-1 | Tullymurdoch Wind Farm | Onshore Wind
E_TULWW-1 | Tullo Windfarm | Onshore Wind
E_TULWW-2 | Tullo Extension | Onshore Wind
M_CAS-BEU01 | Beauly Cascade | Hydro
M_CAS-CLU01 | Clunie Cascade | Hydro
M_CAS-CON01 | Conon Cascade | Hydro
M_CAS-GAR01 | Garry Cascade | Hydro
M_CAS-KIL01 | Killin Cascade | Hydro
M_CAS-MOR01 | Moriston Cascade | Hydro
M_SLOY-1 | Sloy G1 | Hydro
M_SLOY-4 | Sloy G4 | Hydro
T_ABRBO-1 | Aberdeen Wind Farm | Offshore Wind
T_ACHRW-1 | AChruach Wind Farm | Onshore Wind
T_AFTOW-1 | Afton Wind Farm | Onshore Wind
T_AKGLD-2 | Aikengall II Wind Farm Demand | Demand
T_AKGLW-2 | Aikengall II Wind Farm | Onshore Wind
T_ANSUW-1 | An Suidhe Wind Farm | Onshore Wind
T_ARCHW-1 | Arecleoch | Onshore Wind
T_BDCHW-1 | Bad a Cheo Wind Farm | Onshore Wind
T_BEATD-1 | Beatrice Offshore WF Demand | Demand
T_BEATO-1 | Beatrice Offshore WF 1 | Offshore Wind
T_BEATO-2 | Beatrice Offshore WF 2 | Offshore Wind
T_BEATO-3 | Beatrice Offshore WF 3 | Offshore Wind
T_BEATO-4 | Beatrice Offshore WF 4 | Offshore Wind
T_BEINW-1 | Beinneun Wind farm | Onshore Wind
T_BHLAW-1 | Bhlaraidh Windfarm 1 | Onshore Wind
T_BLKWW-1 | Blackcraig Windfarm | Onshore Wind
T_BLLA-1 | Black Law Windfarm | Onshore Wind
T_BLLA-2 | Black Law Windfarm Extension | Onshore Wind
T_BPGRD-1 | Grangemouth Demand 1 | Demand
T_BPGRD-2 | Grangemouth Demand 1 | Demand
T_CGTHW-1 | Corriegarth Wind Farm | Onshore Wind
T_CLACD-1 | Clachan Station Demand | Demand
T_CLDCW-1 | Clyde Central | Onshore Wind
T_CLDNW-1 | Clyde North | Onshore Wind
T_CLDSW-1 | Clyde South | Onshore Wind
T_COCK-1 | Cockenzie 1 | Coal
T_COCK-2 | Cockenzie 2 | Coal
T_COCK-3 | Cockenzie 3 | Coal
T_COCK-4 | Cockenzie 4 | Coal
T_COCKD-1 | Cockenzie Demand | Demand
T_COUWW-1 | Cour Wind Farm | Onshore Wind
T_CRGHD-1 | Carraig Gheal Wind Farm | Onshore Wind
T_CRGHW-1 | Carraig Gheal Wind Farm | Onshore Wind
T_CRMLD-1 | Corriemoillie Wind Farm Demand | Demand
T_CRMLW-1 | Corriemoillie Wind Farm | Onshore Wind
T_CRUA-1 | Cruachan 1 | Pumped Hydro
T_CRUA-2 | Cruachan 2 | Pumped Hydro
T_CRUA-3 | Cruachan 3 | Pumped Hydro
T_CRUA-4 | Cruachan 4 | Pumped Hydro
T_CRUAD-1 | Cruachan Demand | Demand
T_CRYRD-2 | Crystal Rig Demand | Demand
T_CRYRW-2 | Crystal Rig II Wind Farm | Onshore Wind
T_CRYRW-3 | Crystal Rig III Wind Farm | Onshore Wind
T_DALRD-1 | Dalreoch (Railtrack) Demand | Demand
T_DEAND-1 | Deanie Station Demand | Demand
T_DNLWW-1 | Dunlaw Extension | Onshore Wind
T_DOREW-1 | Dorenell Wind Farm 1 | Onshore Wind
T_DOREW-2 | Dorenell Wind Farm 2 | Onshore Wind
T_DRSLW-1 | Dersalloch Windfarm | Onshore Wind
T_DUNGW-1 | Dunmglass Windfarm 1 | Onshore Wind
T_ECCFD-1 | Ecclefechan (Railtrack) Demand | Demand
T_EDINW-1 | Edinbane Windfarm | Onshore Wind
T_EGLSD-1 | Eglinton St (Railtrack) Demand | Demand
T_ELVAD-1 | Elvanfoot (Railtrack) Demand | Demand
T_ERRO-1 | Errochty G1 | Hydro
T_ERRO-2 | Errochty G2 | Hydro
T_ERRO-3 | Errochty G3 | Hydro
T_EWHLW-1 | Ewe Hill II Windfarm | Onshore Wind
T_EXMOSSD-1 | Exxon Mossmoran | Demand
T_FALGD-1 | Fallago Rig Demand | Demand
T_FALGW-1 | Fallago Rig Wind Farm | Onshore Wind
T_FARR-1 | Farr Wind Farm 1 | Onshore Wind
T_FARR-2 | Farr Wind Farm 2 | Onshore Wind
T_FASN-1 | Fasnakyle G1 | Hydro
T_FASN-2 | Fasnakyle G2 | Hydro
T_FINL-1 | Finlarig | Hydro
T_FOYE-1 | Foyers G1 | Pumped Hydro
T_FOYE-2 | Foyers G2 | Pumped Hydro
T_FOYED-1 | Foyers Demand | Demand
T_FSDLW-1 | Freasdail Wind Farm | Onshore Wind
T_GLEND-1 | Dundreggan Station Demand | Demand
T_GLNDO-1 | Glendoe Generator 1 | Hydro
T_GLNDOD1 | Glendoe Demand | Demand
T_GLWSW-1 | Galawhistle Wind Farm | Onshore Wind
T_GNAPW-1 | Glen App Wind Farm | Onshore Wind
T_GORDD-1 | Gordonbush Demand | Demand
T_GORDW-1 | Gordonbush Wind Farm | Onshore Wind
T_GOWKD-1 | Gowkthrapple (Railtrack) Demand | Demand
T_GRIFW-1 | Griffin Wind Farm 1 | Onshore Wind
T_GRIFW-2 | Griffin Wind Farm 2 | Onshore Wind
T_GRIFWD-1 | Griffin Windfarm Demand BMU | Demand
T_GRMO-1 | Grangemouth CHP | CHP
T_HADHW-1 | Hadyard Hill Wind Farm | Onshore Wind
T_HRSTW-1 | Harestanes Wind Farm | Onshore Wind
T_HUNB-7 | Hunterston B Generator 7 | Nuclear
T_HUNB-8 | Hunterston B Generator 8 | Nuclear
T_HUNB-D | Hunterston B Station Demand | Demand
T_INGAD-1 | Invergarry Station Demand | Demand
T_INWID-1 | Innerwick (Railtrack) Demand | Demand
T_KILBW-1 | Kilbraur Wind Farm | Onshore Wind
T_KILBWD-1 | Kilbraur Wind Farm Demand | Demand
T_KLGLW-1 | Kilgallioch Windfarm | Onshore Wind
T_KPMRW-1 | Kype Muir Wind Farm | Onshore Wind
T_KTHLW-1 | Keith Hill Wind Farm | Onshore Wind
T_LCLTW-1 | Lochluichart Windfarm | Onshore Wind
T_LOAN-1 | Longannet 1 | Coal
T_LOAN-2 | Longannet 2 | Coal
T_LOAN-3 | Longannet 3 | Coal
T_LOAN-4 | Longannet 4 | Coal
T_LOAND-1 | Longannet Demand 1 | Demand
T_LOAND-2 | Longannet Demand 2 | Demand
T_LUICD-1 | Luichart Station Demand | Demand
T_MARMD-1 | Marshall Meadows (Railtrack) Demand | Demand
T_MEADD-1 | Caledonian Paper | Demand
T_MIDMW-1 | Middle Muir Wind Farm | Onshore Wind
T_MILWW-1 | Millennium Wind Farm | Onshore Wind
T_MILWWD-1 | Millennium 132kV Import | Demand
T_MKHLW-1 | Mark Hill Wind Farm | Onshore Wind
T_MYGPW-1 | Minnygap Wind Farm | Onshore Wind
T_NANT-1 | Nant | Hydro
T_PARHD-1 | Parkhead (Railtrack) Demand | Demand
T_PEHE-1 | Peterhead Unit 1 | Gas
T_PEHE-2 | Peterhead Unit 2 | Gas
T_PEHED-1 | Peterhead Demand | Demand
T_PGBIW-1 | Pogbie Wind Farm | Onshore Wind
T_POOBD-1 | Portobello (Railtrack) Demand | Demand
T_PORGD-1 | Port Glasgow (Railtrack) Demand | Demand
T_RAVED-1 | Corus Dalzell | Demand
T_SACOD-1 | Saltcoats (Railtrack) Demand | Demand
T_SANQD-1 | Sanquhar Wind Farm Demand | Demand
T_SANQW-1 | Sanquhar Wind Farm | Onshore Wind
T_SFGSD-1 | St Fergus Compressor 1 | Demand
T_SFGSD-2 | St Fergus Compressor 2 | Demand
T_SFILD-1 | St. Fillans Station Demand | Demand
T_SLOY-2 | Sloy Unit 2 | Hydro
T_SLOY-3 | Sloy Unit 3 | Hydro
T_SLOYD-1 | Sloy Station Demand | Demand
T_STFERGD-1 | St. Fergus Mobil | Demand
T_STLGW-1 | Stronelairg Windfarm 1 | Onshore Wind
T_STLGW-2 | Stronelairg Windfarm 2 | Onshore Wind
T_STLGW-3 | Stronelairg Windfarm 3 | Onshore Wind
T_STRNW-1 | Strathy North Wind Farm 1 | Onshore Wind
T_TDBNW-1 | Toddleburn Wind Farm | Onshore Wind
T_TORN-1 | Torness Generator 1 | Nuclear
T_TORN-2 | Torness Generator 2 | Nuclear
T_TORN-D | Torness Station Demand | Demand
T_WHIHW-1 | Whiteside Hill Wind Farm | Onshore Wind
T_WHILW-1 | Whitelee Wind Farm | Onshore Wind
T_WHILW-2 | Whitelee Extension | Onshore Wind
T_WHISTLD-1 | HMNB Whistlefield | Demand
T_WISTW-2 | Brockloch Rig 2 Wind Farm | Onshore Wind

## All BMU ids
2__AANGE001
2__ABGAS000
2__AEDFE000
2__AEDIR000
2__AEELC000
2__AEENG000
2__AEMEB000
2__AENRD000
2__AFLEX001
2__AHAVE000
2__AHPOW000
2__AHYDE000
2__AIMPO000
2__AINDE000
2__ALIME000
2__ALOND000
2__AMIDE000
2__ANATP000
2__ANEEB000
2__ANELC000
2__ANORW000
2__APGEN000
2__ARWED000
2__ASEEB000
2__ASMAR000
2__ASOUT000
2__ASPOW000
2__ASWAE000
2__ASWEB000
2__ATGPL000
2__AYELG000
2__BANGE001
2__BANGE002
2__BBGAS000
2__BEDFE000
2__BEDIR000
2__BEELC000
2__BEENG000
2__BEMEB000
2__BENRD000
2__BFLEX001
2__BHAVE000
2__BHPOW000
2__BHYDE000
2__BIMPO000
2__BINDE000
2__BLIME000
2__BLOND000
2__BMANW000
2__BMIDE000
2__BNATP000
2__BNEEB000
2__BNELC000
2__BNORW000
2__BPGEN000
2__BRWED000
2__BSEEB000
2__BSMAR000
2__BSMAR001
2__BSMAR002
2__BSOUT000
2__BSPOW000
2__BSWAE000
2__BSWEB000
2__BTGPL000
2__BUKPR001
2__BYELG000
2__CBGAS000
2__CEDFE000
2__CEDIR000
2__CEELC000
2__CEENG000
2__CEMEB000
2__CENRD000
2__CHAVE000
2__CHPOW000
2__CHYDE000
2__CIMPO000
2__CINDE000
2__CLOND000
2__CMIDE000
2__CNATP000
2__CNEEB000
2__CNELC000
2__CNORW000
2__CPGEN000
2__CRWED000
2__CSEEB000
2__CSMAR000
2__CSOUT000
2__CSPOW000
2__CSWAE000
2__CSWEB000
2__CTGPL000
2__CYELG000
2__DANGE001
2__DBGAS000
2__DEDFE000
2__DEDIR000
2__DEELC000
2__DEENG000
2__DEMEB000
2__DENRD000
2__DHAVE000
2__DHPOW000
2__DHYDE000
2__DIMPO000
2__DINDE000
2__DLOND000
2__DMANW000
2__DMIDE000
2__DNATP000
2__DNEEB000
2__DNELC000
2__DNORW000
2__DPGEN000
2__DPGEN001
2__DPGEN002
2__DRWED000
2__DSEEB000
2__DSMAR000
2__DSMAR001
2__DSOUT000
2__DSPOW000
2__DSWAE000
2__DSWEB000
2__DTGPL000
2__DYELG000
2__EANGE001
2__EANGE002
2__EBGAS000
2__EEDFE000
2__EEDIR000
2__EEELC000
2__EEENG000
2__EEMEB000
2__EENRD000
2__EFLEX001
2__EHAVE000
2__EHPOW000
2__EHYDE000
2__EIMPO000
2__EINDE000
2__ELIME000
2__ELOND000
2__EMIDE000
2__ENATP000
2__ENEEB000
2__ENELC000
2__ENORW000
2__EPGEN000
2__ERWED000
2__ESEEB000
2__ESMAR000
2__ESMAR001
2__ESOUT000
2__ESPOW000
2__ESWAE000
2__ESWEB000
2__ETGPL000
2__EYELG000
2__FANGE001
2__FANGE002
2__FBGAS000
2__FEDFE000
2__FEDIR000
2__FEELC000
2__FEENG000
2__FEMEB000
2__FENRD000
2__FFLEX001
2__FHAVE000
2__FHPOW000
2__FHYDE000
2__FIMPO000
2__FINDE000
2__FLOND000
2__FMAGN000
2__FMIDE000
2__FNATP000
2__FNEEB000
2__FNELC000
2__FNORW000
2__FPGEN000
2__FRWED000
2__FRWED001
2__FSEEB000
2__FSMAR000
2__FSOUT000
2__FSPOW000
2__FSWAE000
2__FSWEB000
2__FTGPL000
2__FYELG000
2__GANGE001
2__GANGE002
2__GBGAS000
2__GEDFE000
2__GEDIR000
2__GEELC000
2__GEENG000
2__GEMEB000
2__GENRD000
2__GHAVE000
2__GHPOW000
2__GHYDE000
2__GIMPO000
2__GINDE000
2__GLOND000
2__GMANW000
2__GMIDE000
2__GNATP000
2__GNEEB000
2__GNELC000
2__GNORW000
2__GPGEN000
2__GRWED000
2__GSEEB000
2__GSMAR000
2__GSOUT000
2__GSPOW000
2__GSWAE000
2__GSWEB000
2__GTGPL000
2__GYELG000
2__HANGE001
2__HBGAS000
2__HEDFE000
2__HEDIR000
2__HEELC000
2__HEENG000
2__HEMEB000
2__HENRD000
2__HHAVE000
2__HHPOW000
2__HHYDE000
2__HIMPO000
2__HINDE000
2__HLOND000
2__HMIDE000
2__HNATP000
2__HNEEB000
2__HNELC000
2__HNORW000
2__HPGEN000
2__HRWED000
2__HSEEB000
2__HSMAR000
2__HSOUT000
2__HSPOW000
2__HSWAE000
2__HSWEB000
2__HTGPL000
2__HYELG000
2__JANGE001
2__JBGAS000
2__JEDFE000
2__JEDIR000
2__JEELC000
2__JEENG000
2__JEMEB000
2__JENRD000
2__JHAVE000
2__JHPOW000
2__JHYDE000
2__JIMPO000
2__JINDE000
2__JLOND000
2__JMANW000
2__JMIDE000
2__JNATP000
2__JNEEB000
2__JNELC000
2__JNORW000
2__JPGEN000
2__JRWED000
2__JSEEB000
2__JSMAR000
2__JSOUT000
2__JSPOW000
2__JSWAE000
2__JSWEB000
2__JTGPL000
2__JVETS000
2__JYELG000
2__KANGE001
2__KBGAS000
2__KEDFE000
2__KEDIR000
2__KEELC000
2__KEENG000
2__KEMEB000
2__KENRD000
2__KHAVE000
2__KHPOW000
2__KHYDE000
2__KIMPO000
2__KINDE000
2__KLOND000
2__KMANW000
2__KMIDE000
2__KNATP000
2__KNEEB000
2__KNELC000
2__KNORW000
2__KPGEN000
2__KRWED000
2__KSEEB000
2__KSMAR000
2__KSOUT000
2__KSPOW000
2__KSWAE000
2__KSWEB000
2__KTGPL000
2__KUKPR000
2__KYELG000
2__LANGE001
2__LBGAS000
2__LEDFE000
2__LEDIR000
2__LEELC000
2__LEENG000
2__LEMEB000
2__LENRD000
2__LHAVE000
2__LHPOW000
2__LHYDE000
2__LIMPO000
2__LINDE000
2__LLOND000
2__LMIDE000
2__LNATP000
2__LNEEB000
2__LNELC000
2__LNORW000
2__LPGEN000
2__LRWED000
2__LSEEB000
2__LSMAR000
2__LSOUT000
2__LSPOW000
2__LSWAE000
2__LSWEB000
2__LTGPL000
2__LYELG000
2__MANGE001
2__MANGE002
2__MBGAS000
2__MEDFE000
2__MEDIR000
2__MEELC000
2__MEENG000
2__MEMEB000
2__MENRD000
2__MFLEX001
2__MHAVE000
2__MHPOW000
2__MHYDE000
2__MIMPO000
2__MINDE000
2__MLOND000
2__MMIDE000
2__MNATP000
2__MNEEB000
2__MNELC000
2__MNORW000
2__MPGEN000
2__MPGEN001
2__MPGEN002
2__MRWED000
2__MSEEB000
2__MSMAR000
2__MSMAR001
2__MSOUT000
2__MSPOW000
2__MSWAE000
2__MSWEB000
2__MTGPL000
2__MYELG000
2__NANGE001
2__NANGE002
2__NBGAS000
2__NEDFE000
2__NEDIR000
2__NEENG000
2__NEMEB000
2__NENRD000
2__NHAVE000
2__NHPOW000
2__NHYDE000
2__NIMPO000
2__NINDE000
2__NLOND000
2__NMANW000
2__NMIDE000
2__NNATP000
2__NNEEB000
2__NNELC000
2__NPGEN000
2__NRWED000
2__NSEEB000
2__NSMAR000
2__NSMAR002
2__NSOUT000
2__NSPOW000
2__NSWAE000
2__NYELG000
2__PBGAS000
2__PEDFE000
2__PEDIR000
2__PEENG000
2__PEMEB000
2__PENRD000
2__PHAVE000
2__PHPOW000
2__PHYDE000
2__PIMPO000
2__PINDE000
2__PLOND000
2__PMANW000
2__PMARB001
2__PMARB002
2__PMIDE000
2__PNATP000
2__PNEEB000
2__PNELC000
2__PPGEN000
2__PPGEN001
2__PPGEN002
2__PPGEN003
2__PRWED000
2__PSEEB000
2__PSMAR000
2__PSOUT000
2__PSPOW000
2__PSTAT001
2__PSTAT002
2__PSWAE000
2__PYELG000
C__AANGE002
E__MDRX001
E__MDRX002
E_ABERDARE
E_ABRTW-1
E_AIRSW-1
E_ALCOA-1
E_ARNKB-1
E_ASHWW-1
E_ASLVW-1
E_BABAW-1
E_BETHW-1
E_BNWKW-1
E_BODD-1
E_BODW-1
E_BRDUW-1
E_BRGG-1
E_BRIDGWTR
E_BRNLW-1
E_BROUD-1
E_BROXES-1
E_BRYBW-1
E_BRYP-1
E_BTNHL-1
E_BTUIW-2
E_BURBO
E_CHESP-1
E_CHESP-2
E_CHESP-3
E_CLAC-1
E_CLDRW-1
E_CLFLW-1
E_CNCLW-1
E_CORB-1
E_COWE1
E_COWE2
E_COWED
E_CRGTW-1
E_CRSSB-1
E_CWMD-1
E_DALSW-1
E_DBFRM-1
E_DERW-1
E_DIDC1G
E_DIDC2G
E_DIDC3G
E_DIDC4G
E_DIDCD
E_DOLG_H
E_DOLG_HD
E_DOLG_L
E_DOLG_LD
E_DOWL-1
E_FASN-3
E_FASN-4
E_FAWN-1
E_FAWND
E_FDUN-1
E_FELL-1
E_FERRST1
E_GDSTW-1
E_GFLDW-1
E_GLCHW-1
E_GLNDOD1
E_GLOFW-1
E_GNFSW-3
E_GOSHS-1
E_GRMAP-1
E_GYAR-1
E_HBHDW-1
E_HLGLW-1
E_HLTWW-1
E_HRHLW-1
E_HUNB-11S
E_HYTHE
E_HYWDW-1
E_INDQ-2
E_IRNPS-STX
E_KINCW-1
E_KLYN-A-1
E_LCHWT-1
E_LSTWY-1
E_LYNE1
E_LYNE2
E_LYNE3
E_MAEN-1
E_MANXENR-1
E_MARK-1
E_MINSW-1
E_MORFL-1
E_MOYEW-1
E_PETEM1
E_PGPETE
E_PLYRK-1
E_POTES-1
E_RAKE-1
E_RATS-S
E_RDFRB-1
E_RDFRD-1
E_RHEI-1
E_RHEI-S
E_ROOS-1
E_ROOSB-1
E_RUGPS-STX
E_SEAB-1
E_SEAB-2
E_SEVINGTN
E_SHOS-1
E_SHOT-P
E_SOLUTIA
E_SUDME-1
E_TAYL-S
E_TAYL2G
E_TAYL3G
E_TDRVE-1
E_TGP1
E_THNTD-1
E_THNTW-1
E_THNTW-2
E_TLYMW-1
E_TRFPK-1
E_TULWW-1
E_TULWW-2
E_USKM-SLD
E_WBUPS-STX
E_WTRLN-1
I_EAD-EWIC1
I_EAD-MOYL1
I_EAG-EWIC1
I_EAG-MOYL1
I_IBD-BARC1
I_IBD-BPGE1
I_IBD-BRTN1
I_IBD-CENT1
I_IBD-CGML1
I_IBD-CNGS1
I_IBD-DBNK1
I_IBD-DNGN1
I_IBD-DSKC1
I_IBD-DUFE1
I_IBD-EDFT1
I_IBD-EDMK1
I_IBD-EGEN1
I_IBD-EGLE1
I_IBD-ELEE1
I_IBD-ELTR1
I_IBD-ENEL1
I_IBD-ENET1
I_IBD-EOET1
I_IBD-ERVA1
I_IBD-FPCD1
I_IBD-GAZP1
I_IBD-IBER1
I_IBD-IBES1
I_IBD-INCM1
I_IBD-JPMS1
I_IBD-KCST1
I_IBD-LTFD1
I_IBD-MCRA1
I_IBD-MFTE1
I_IBD-MLCE1
I_IBD-MQBK1
I_IBD-MSCG1
I_IBD-NBCF1
I_IBD-NEAS1
I_IBD-NTPL1
I_IBD-OPMX1
I_IBD-PTRS1
I_IBD-PWMR1
I_IBD-RWES1
I_IBD-SETL1
I_IBD-STAT1
I_IBD-TGPL1
I_IBD-TRLS1
I_IBD-VETR1
I_IBD-VSAL1
I_IBG-BARC1
I_IBG-BPGE1
I_IBG-BRTN1
I_IBG-CENT1
I_IBG-CGML1
I_IBG-CNGS1
I_IBG-DBNK1
I_IBG-DNGN1
I_IBG-DSKC1
I_IBG-DUFE1
I_IBG-EDFT1
I_IBG-EDMK1
I_IBG-EGEN1
I_IBG-EGLE1
I_IBG-ELEE1
I_IBG-ELTR1
I_IBG-ENEL1
I_IBG-ENET1
I_IBG-EOET1
I_IBG-ERVA1
I_IBG-FPCD1
I_IBG-GAZP1
I_IBG-IBER1
I_IBG-IBES1
I_IBG-INCM1
I_IBG-JPMS1
I_IBG-KCST1
I_IBG-LTFD1
I_IBG-MCRA1
I_IBG-MFTE1
I_IBG-MLCE1
I_IBG-MQBK1
I_IBG-MSCG1
I_IBG-NBCF1
I_IBG-NEAS1
I_IBG-NTPL1
I_IBG-OPMX1
I_IBG-PTRS1
I_IBG-PWMR1
I_IBG-RWES1
I_IBG-SETL1
I_IBG-STAT1
I_IBG-TGPL1
I_IBG-TRLS1
I_IBG-VETR1
I_IBG-VSAL1
I_IED-EWIC1
I_IED-MOYL1
I_IEG-EWIC1
I_IEG-MOYL1
I_IFD-ACCE1
I_IFD-ARON1
I_IFD-AXIE1
I_IFD-AXPO1
I_IFD-BARB1
I_IFD-BKWE1
I_IFD-BNPS1
I_IFD-BPGE1
I_IFD-BTGP1
I_IFD-CARE1
I_IFD-CBST1
I_IFD-CGML1
I_IFD-CNGS1
I_IFD-CNRE1
I_IFD-DNGN1
I_IFD-DSKC1
I_IFD-DUFE1
I_IFD-ECCA1
I_IFD-EDFT1
I_IFD-EDMK1
I_IFD-EGEN1
I_IFD-EGLE1
I_IFD-ELEE1
I_IFD-ELTR1
I_IFD-ENEL1
I_IFD-ENET1
I_IFD-ENVM1
I_IFD-EOET1
I_IFD-ERVA1
I_IFD-EWSE1
I_IFD-FPCD1
I_IFD-GASE1
I_IFD-GAZP1
I_IFD-GDFE1
I_IFD-GLTR1
I_IFD-IBER1
I_IFD-IBES1
I_IFD-INCM1
I_IFD-INNE1
I_IFD-JPMS1
I_IFD-JPMV1
I_IFD-KCST1
I_IFD-LTFD1
I_IFD-MCRA1
I_IFD-MFTE1
I_IFD-MKFT1
I_IFD-MQBK1
I_IFD-MSCG1
I_IFD-NBCF1
I_IFD-NEAS1
I_IFD-NSDQ1
I_IFD-NTPL1
I_IFD-OPMX1
I_IFD-PTRS1
I_IFD-PWMR1
I_IFD-RWES1
I_IFD-SETL1
I_IFD-SPEM1
I_IFD-STAT1
I_IFD-TFEE1
I_IFD-TRLS1
I_IFD-VSAL1
I_IFD-VTFS1
I_IFD-XNON1
I_IFG-ACCE1
I_IFG-ARON1
I_IFG-AXIE1
I_IFG-AXPO1
I_IFG-BARB1
I_IFG-BKWE1
I_IFG-BNPS1
I_IFG-BPGE1
I_IFG-BTGP1
I_IFG-CARE1
I_IFG-CBST1
I_IFG-CGML1
I_IFG-CNGS1
I_IFG-CNRE1
I_IFG-DNGN1
I_IFG-DSKC1
I_IFG-DUFE1
I_IFG-ECCA1
I_IFG-EDFT1
I_IFG-EDMK1
I_IFG-EGEN1
I_IFG-EGLE1
I_IFG-ELEE1
I_IFG-ELTR1
I_IFG-ENEL1
I_IFG-ENET1
I_IFG-ENVM1
I_IFG-EOET1
I_IFG-ERVA1
I_IFG-EWSE1
I_IFG-FPCD1
I_IFG-GASE1
I_IFG-GAZP1
I_IFG-GDFE1
I_IFG-GLTR1
I_IFG-IBER1
I_IFG-IBES1
I_IFG-INCM1
I_IFG-INNE1
I_IFG-JPMS1
I_IFG-JPMV1
I_IFG-KCST1
I_IFG-LTFD1
I_IFG-MCRA1
I_IFG-MFTE1
I_IFG-MKFT1
I_IFG-MQBK1
I_IFG-MSCG1
I_IFG-NBCF1
I_IFG-NEAS1
I_IFG-NSDQ1
I_IFG-NTPL1
I_IFG-OPMX1
I_IFG-PTRS1
I_IFG-PWMR1
I_IFG-RWES1
I_IFG-SETL1
I_IFG-SPEM1
I_IFG-STAT1
I_IFG-TFEE1
I_IFG-TRLS1
I_IFG-VSAL1
I_IFG-VTFS1
I_IFG-XNON1
I_IID-AXPO1
I_IID-BGSE1
I_IID-BRKF1
I_IID-CAPT1
I_IID-CNGS1
I_IID-DSKC1
I_IID-ECCA1
I_IID-EGEN1
I_IID-ELTR1
I_IID-ENGI1
I_IID-ERVA1
I_IID-ESBI1
I_IID-ESBI2
I_IID-GLTR1
I_IID-INCM1
I_IID-LTFD1
I_IID-NSEN1
I_IID-PRNI1
I_IID-RWES1
I_IID-SEEL1
I_IID-SSES1
I_IID-STAT1
I_IID-TRLS1
I_IID-VAYU1
I_IID-VESL1
I_IIG-AXPO1
I_IIG-BGSE1
I_IIG-BRKF1
I_IIG-CAPT1
I_IIG-CNGS1
I_IIG-DSKC1
I_IIG-ECCA1
I_IIG-EGEN1
I_IIG-ELTR1
I_IIG-ENGI1
I_IIG-ERVA1
I_IIG-ESBI1
I_IIG-ESBI2
I_IIG-GLTR1
I_IIG-INCM1
I_IIG-LTFD1
I_IIG-NSEN1
I_IIG-PRNI1
I_IIG-RWES1
I_IIG-SEEL1
I_IIG-SSES1
I_IIG-STAT1
I_IIG-TRLS1
I_IIG-VAYU1
I_IIG-VESL1
I_IMD-AXPO1
I_IMD-BGSE1
I_IMD-BRKF1
I_IMD-CAPT1
I_IMD-CNGS1
I_IMD-DSKC1
I_IMD-ECCA1
I_IMD-EGEN1
I_IMD-ELTR1
I_IMD-ENGI1
I_IMD-ERVA1
I_IMD-ESBE1
I_IMD-ESBI1
I_IMD-GLTR1
I_IMD-INCM1
I_IMD-LTFD1
I_IMD-NIRE1
I_IMD-NSEN1
I_IMD-PRNI1
I_IMD-RWEM1
I_IMD-RWES1
I_IMD-SEEL1
I_IMD-SPEM1
I_IMD-SSTH1
I_IMD-STAT1
I_IMD-TRLS1
I_IMD-VESL1
I_IMG-AXPO1
I_IMG-BGSE1
I_IMG-BRKF1
I_IMG-CAPT1
I_IMG-CNGS1
I_IMG-DSKC1
I_IMG-ECCA1
I_IMG-EGEN1
I_IMG-ELTR1
I_IMG-ENGI1
I_IMG-ERVA1
I_IMG-ESBE1
I_IMG-ESBI1
I_IMG-GLTR1
I_IMG-INCM1
I_IMG-LTFD1
I_IMG-NIRE1
I_IMG-NSEN1
I_IMG-PRNI1
I_IMG-RWEM1
I_IMG-RWES1
I_IMG-SEEL1
I_IMG-SPEM1
I_IMG-SSTH1
I_IMG-STAT1
I_IMG-TRLS1
I_IMG-VESL1
I_IND-ARON1
I_IND-BKWE1
I_IND-BPGM1
I_IND-DSKC1
I_IND-EDFT1
I_IND-EDMK1
I_IND-ELTR1
I_IND-GAZP1
I_IND-INCM1
I_IND-KCST1
I_IND-MCRA1
I_IND-MFTE1
I_IND-NDPL1
I_IND-NEAS1
I_IND-NEMO1
I_IND-PWMR1
I_IND-STAT1
I_IND-TGPL1
I_IND-VTET1
I_ING-ARON1
I_ING-BKWE1
I_ING-BPGM1
I_ING-DSKC1
I_ING-EDFT1
I_ING-EDMK1
I_ING-ELTR1
I_ING-GAZP1
I_ING-INCM1
I_ING-KCST1
I_ING-MCRA1
I_ING-MFTE1
I_ING-NDPL1
I_ING-NEAS1
I_ING-NEMO1
I_ING-PWMR1
I_ING-STAT1
I_ING-TGPL1
I_ING-VTET1
M_ACTLLU_C
M_CAS-BEU01
M_CAS-CLU01
M_CAS-CON01
M_CAS-GAR01
M_CAS-KIL01
M_CAS-MOR01
M_GRTO
M_SLOY-1
M_SLOY-4
M_TEMP
T__DICI002
T__HYELT002
T__KYELT003
T__MYELT001
T_ABRBO-1
T_ABTH7
T_ABTH7G
T_ABTH8
T_ABTH8G
T_ABTH9
T_ABTH9G
T_ABTHD
T_ACHRW-1
T_AFTOW-1
T_AKGLD-2
T_AKGLW-2
T_ALUKD-1
T_ANGLD-1
T_ANSUW-1
T_ARCHW-1
T_BAGE-1
T_BAGE-2
T_BAGED-1
T_BAGTD-1
T_BARK_NR
T_BARK-1
T_BARK-CTRL
T_BARKB2
T_BDCHW-1
T_BEATD-1
T_BEATO-1
T_BEATO-2
T_BEATO-3
T_BEATO-4
T_BEINW-1
T_BHLAW-1
T_BLKWW-1
T_BLLA-1
T_BLLA-2
T_BOWLW-1
T_BPGRD-1
T_BPGRD-2
T_BRBEO-1
T_BRER_RTK
T_BUSH_RTK
T_CARR-1
T_CARR-2
T_CASKD-1
T_CDCL-1
T_CGTHW-1
T_CLACD-1
T_CLDCW-1
T_CLDNW-1
T_CLDSW-1
T_CNQPS-1
T_CNQPS-2
T_CNQPS-3
T_CNQPS-4
T_COCK-1
T_COCK-2
T_COCK-3
T_COCK-4
T_COCKD-1
T_CORM_RTK
T_COSO-1
T_COTPS-1
T_COTPS-2
T_COTPS-3
T_COTPS-4
T_COTPS-S
T_COUWW-1
T_CRGHD-1
T_CRGHW-1
T_CRMLD-1
T_CRMLW-1
T_CRUA-1
T_CRUA-2
T_CRUA-3
T_CRUA-4
T_CRUAD-1
T_CRYRD-2
T_CRYRW-2
T_CRYRW-3
T_DALRD-1
T_DAMC-1
T_DDGND-1
T_DDGNO-1
T_DDGNO-2
T_DDGNO-3
T_DDGNO-4
T_DEAND-1
T_DEEP-1
T_DIDCB5
T_DIDCB6
T_DINO-1
T_DINO-2
T_DINO-3
T_DINO-4
T_DINO-5
T_DINO-6
T_DNGB-D
T_DNGB21
T_DNGB22
T_DNLWW-1
T_DOREW-1
T_DOREW-2
T_DRAXX-1
T_DRAXX-10G
T_DRAXX-12G
T_DRAXX-2
T_DRAXX-3
T_DRAXX-4
T_DRAXX-5
T_DRAXX-6
T_DRAXX-9G
T_DRSLW-1
T_DUNGA-D
T_DUNGW-1
T_EAAO-1
T_EAAO-2
T_ECCFD-1
T_EDINW-1
T_EECL-1
T_EGGPS-1
T_EGGPS-2
T_EGGPS-3
T_EGGPS-4
T_EGGPS-D
T_EGLSD-1
T_ELSTR-1
T_ELVAD-1
T_ERRO-1
T_ERRO-2
T_ERRO-3
T_EWHLW-1
T_EXMOSSD-1
T_FALGD-1
T_FALGW-1
T_FARR-1
T_FARR-2
T_FASN-1
T_FASN-2
T_FAWL1
T_FAWL1G
T_FAWL2G
T_FAWL3
T_FAWL3G
T_FAWL4G
T_FAWLD
T_FERR-1
T_FERR-2
T_FERR-3
T_FERR-4
T_FERR-5G
T_FERR-8G
T_FFES-1
T_FFES-2
T_FFES-3
T_FFES-4
T_FFESST1
T_FIDL-1
T_FIDL-2
T_FIDL-2G
T_FIDL-3
T_FIDL-3G
T_FIDL-4
T_FIDLST1
T_FINL-1
T_FOXJD-1
T_FOXJD-2
T_FOYE-1
T_FOYE-2
T_FOYED-1
T_FROD_NR
T_FSDLW-1
T_GANW-11
T_GANW-13
T_GANW-22
T_GANW-24
T_GLEND-1
T_GLNDO-1
T_GLNDOD1
T_GLNG
T_GLWSW-1
T_GNAPW-1
T_GNFSW-1
T_GNFSW-2
T_GNHLD-1
T_GNHLD-2
T_GNHLD-3
T_GORDD-1
T_GORDW-1
T_GOWKD-1
T_GRAI-1
T_GRAI-2
T_GRAI-3
T_GRAI-4
T_GRAI-6
T_GRAI-7
T_GRAI-8
T_GRAI-S
T_GRAI1G
T_GRAI2G
T_GRAI3G
T_GRAI4G
T_GRAI5G
T_GRGBW-1
T_GRGBW-2
T_GRGBW-3
T_GRIFW-1
T_GRIFW-2
T_GRIFWD-1
T_GRMO-1
T_GYMR-15
T_GYMR-17
T_GYMR-26
T_GYMR-28
T_GYMRD-16
T_GYMRD-2
T_GYMRD-E10
T_GYMRD-E11
T_GYMRD-W10
T_GYMRD-W11
T_GYMRW-1
T_GYMRW-2
T_HADHW-1
T_HARK_NR
T_HEYM11
T_HEYM12
T_HEYM2-D
T_HEYM27
T_HEYM28
T_HINB-7
T_HINB-8
T_HINB-D
T_HINPA-D
T_HMGTO-1
T_HMGTO-2
T_HOWAO-1
T_HOWAO-2
T_HOWAO-3
T_HPC-CES
T_HRSTW-1
T_HRTL-1
T_HRTL-2
T_HUMR-1
T_HUMRD-1
T_HUNB-7
T_HUNB-8
T_HUNB-D
T_IMPRK-1
T_IMPRK-2
T_INDQ-1
T_INGAD-1
T_INWID-1
T_IRNPS-1
T_IRNPS-2
T_JGPR-1
T_KEAD-1
T_KEADGT-3
T_KILBW-1
T_KILBWD-1
T_KILLPG-1
T_KILLPG-2
T_KILNS-1
T_KLGLW-1
T_KPMRW-1
T_KSGND-1
T_KSGND-2
T_KTHLW-1
T_LAGA-1
T_LARYW-1
T_LARYW-2
T_LARYW-3
T_LARYW-4
T_LBAR-1
T_LBAR-1G
T_LBUZ_RTK
T_LCLTW-1
T_LITTD1
T_LITTD1G
T_LITTD2
T_LITTD2G
T_LITTD3
T_LITTD3G
T_LITTDD
T_LLWSD-1
T_LNCSW-1
T_LNCSW-2
T_LNCSW-3
T_LOAN-1
T_LOAN-2
T_LOAN-3
T_LOAN-4
T_LOAND-1
T_LOAND-2
T_LONDG-D
T_LONGB-RTK
T_LUICD-1
T_MARMD-1
T_MEADD-1
T_MEDP-1
T_MIDMW-1
T_MILWW-1
T_MILWWD-1
T_MKHLW-1
T_MOSED-1
T_MRWD-1
T_MYGPW-1
T_NANT-1
T_NWCRS-1
T_NWCRS-2
T_OLDS-D
T_OLDS1
T_OLDS2
T_OMNDD-1
T_OMNDW-1
T_OXEN_NR
T_PARHD-1
T_PATB_RTK
T_PEHE-1
T_PEHE-2
T_PEHED-1
T_PEMB-11
T_PEMB-21
T_PEMB-31
T_PEMB-41
T_PEMB-51
T_PGBIW-1
T_PNYCB-1
T_PNYCW-1
T_PNYCWD-1
T_POOBD-1
T_POPP_3RTK
T_PORGD-1
T_PUDMD-1
T_PUDMD-2
T_RATS-1
T_RATS-2
T_RATS-3
T_RATS-4
T_RATSGT-2
T_RATSGT-4
T_RAVED-1
T_RCBKO-1
T_RCBKO-2
T_RMPNO-1
T_RMPNO-2
T_ROCK-1
T_RREW-1
T_RRWW-1
T_RUGGT-6
T_RUGGT-7
T_RUGPS-6
T_RUGPS-7
T_RYHAD-1
T_RYHAD-2
T_RYHPS-1
T_SACOD-1
T_SANQD-1
T_SANQW-1
T_SCCL-1
T_SCCL-2
T_SCCL-3
T_SCCL-4
T_SEAB-1
T_SEAB-2
T_SEEL-1
T_SELL-1
T_SELLD-1
T_SFGSD-1
T_SFGSD-2
T_SFILD-1
T_SGGLD-1
T_SHBA-1
T_SHBA-2
T_SHRSW-1
T_SHRSW-2
T_SIMEC-1
T_SINGL1
T_SIZB-1
T_SIZB-2
T_SIZB-5AS
T_SIZB-D
T_SIZEA-D
T_SLOY-2
T_SLOY-3
T_SLOYD-1
T_SPGFD-1
T_SPGFD-2
T_SPLN-1
T_STAY-1
T_STAY-2
T_STAY-3
T_STAY-4
T_STBRD-1
T_STBRD-2
T_STFERGD-1
T_STLGW-1
T_STLGW-2
T_STLGW-3
T_STRNW-1
T_SUTB-1
T_SVRP-10
T_SVRP-20
T_TDBNW-1
T_TESI-1
T_TESI-2
T_THNJD-1
T_THNJD-2
T_THNTO-1
T_THNTO-2
T_TILBD
T_TINSD-1
T_TODSD-1
T_TORN-1
T_TORN-2
T_TORN-D
T_TRAWS-D
T_TSREP-1
T_USKM-13
T_USKM-14
T_USKM-15
T_WBUGT-1
T_WBUGT-4
T_WBUPS-1
T_WBUPS-2
T_WBUPS-3
T_WBUPS-4
T_WBURB-1
T_WBURB-2
T_WBURB-3
T_WBURB-41
T_WBURB-43
T_WDNSO-1
T_WDNSO-2
T_WDNSW-1
T_WDNSW-2
T_WHIHW-1
T_WHILW-1
T_WHILW-2
T_WHISTLD-1
T_WILCT-1
T_WISTW-2
T_WLNYO-2
T_WLNYO-3
T_WLNYO-4
T_WLNYW-1
T_WTMSO-1
T_WYLF-1
T_WYLF-2
T_WYLF-3
T_WYLF-4
T_WYLF-D1
T_WYLF-D2
T_WYLF-D3

## Power Stations
Name | TO_zone | OC2_zone | Latitude | Longitude | Type | Connection Site | Connection lat | Connection long | Ownership | Comments | BMU ids
Aberdare | NGET |  | 51.6972 | -3.4171 | CCGT | Upperboat 132 kV |  |  | Clarke Energy Ltd, EDF, District Energy Ltd | 4 Jenbacher J620 GS engines completed 2002 https://www.clarke-energy.com/2001/2762/ (also known as Welsh Power?). The four sites have been operational since 2001/02 and were originally developed by British Energy. EDF Energy (Energy Branch) acquired the sites, each of which has a 10 MW electrical output, in 2009. UK Power Reserve Ltd acquired in Sept 2012. https://www.powerengineeringint.com/articles/2012/07/four-gas-plants-acquired-by-uk-power-reserve.html | E_ABERDARE
Aberarder Wind Farm | SHET |  | 57.2536 | -4.2446 | Wind Onshore | Aberarder Wind Farm 132/33kV Substation |  |  | RES | Under development by RES, previously refused permission by Highland Council but gained on appeal to Scottish Government in April 2017. Proposed 12x3MW turbines, expected commissioning Sept 2020. http://www.aberarder-windfarm.co.uk/ http://www.dpea.scotland.gov.uk/CaseDetails.aspx?id=117542
Aberdeen Offshore Wind Farm | SHET |  | 57.2167 | -1.9833 | Wind Offshore | Blackdog 132kV Substation |  |  | European Offshore Wind Deployment Centre | 11x8.5MW Vestas V164 turbines, hub height 120m, rotor diameter 164m. First power generated July 2018, fully commissioned Sep 2018. https://en.wikipedia.org/wiki/European_Offshore_Wind_Deployment_Centre On 11 April 2019, Vattenfall submitted an application to the Scottish Ministers for the variation of the existing consent to extend it from 22 to 25 years (excluding decommissioning), in order to align with the design life of the wind farm assets. Final Commissioning took place on the 25th July 2018; therefore according to the original consents the wind farm will be operational until 25th July 2040. The current Marine Licence 04309/18/3 remains in force until 31st December 2041 therefore is valid for approximately 23 years after Final Commissioning. https://www.4coffshore.com/windfarms/aberdeen-offshore-wind-farm-(eowdc)-united-kingdom-uk47.html | T_ABRBO-1
Abergelli Power Limited | NGET |  | 51.6901 | -3.9498 | OCGT | Swansea North 400kV |  |  |  | Abergelli Power Limited is subsidiary of Drax. To enter commercial operation 2022, currently undergoing public consultation. Rated output 299MW. http://www.abergellipower.co.uk/en/
Aberthaw | NGET |  | 51.3873 | -3.4067 | Coal | Aberthaw 275kV |  |  | CEGB, later RWE | Aberthaw A commissioned 1963, decommisioned 1995. Aberthaw B commissioned 1971, decommissioning 31stMarch 2020, converted to biomass ***. Currently 3x520MW units. https://en.wikipedia.org/wiki/Aberthaw_power_stations | T_ABTH7,T_ABTH7G,T_ABTH8,T_ABTH8G,T_ABTH9,T_ABTH9G,T_ABTHD
A'Chruach Wind Farm | SHET |  | 56.1255 | -5.3459 | Wind Onshore | A'Chruach Wind Farm |  |  | Ventient | 21 Senvion turbines, 2MW MM92 and 2.03MW MM10, total rated 42.6MW https://www.ventientenergy.com/our-portfolio/achruach/ Hub height 8m/80m. Completed March 2016 | T_ACHRW-1
Afton Wind Farm | SPT |  | 55.3123 | -4.1658 | Wind Onshore | Afton |  |  | Red Rock Power Ltd | Developed by EON, development rights bought by Infrared Capital in Sept 2016. 25x2MW gamesa turbines. https://www.ircp.com/news-media/news/article/infrared-capital-partners-sells-50mw-wind-farm-in-scotland.html https://eplanning.east-ayrshire.gov.uk/online/applicationDetails.do?activeTab=documents&keyVal=OILF30GFI8I00 | T_AFTOW-1
Aigas (part of the Beauly Cascade) | SHET |  | 57.4575 | -4.5448 | Hydro | Aigas |  |  | SSE | Part of the Beauly cascade https://en.wikipedia.org/wiki/Affric-Beauly_hydro-electric_power_scheme | M_CAS-BEU01
Aikengall II Windfarm | SPT |  |  |  | Wind Onshore | Westerdod 132kV
Airies Wind Farm | SPT |  |  |  | Wind Onshore | Newton Stewart 132/33kV
Alverdiscott | NGET |  |  |  | Battery Storage | Alverdiscott
An Suidhe Wind Farm, Argyll (SRO) | SHET |  |  |  | Wind Onshore | Eredine Forest
Andershaw Wind Farm | SPT |  |  |  | Wind Onshore | Linnmill 132/33kV
Arbroath | SHET |  |  |  | Battery Storage | Arbroath 132/33kV GSP Substation
Ardkinglas | SHET |  |  |  | Wind Onshore | Ardkinglas
Arecleoch | SPT |  |  |  | Wind Onshore | Arecleoch 132kV
Assel Valley Wind Farm | SPT |  |  |  | Wind Onshore | Maybole 132/33KV
Auchrobert Wind Farm | SPT |  |  |  | Wind Onshore | Linmill 132/33kV
Axminster | NGET |  |  |  | Battery Storage | Axminster 400kV Substation
Bad a Cheo Wind Farm | SHET |  |  |  | Wind Onshore | Mybster 3 33kV Substation
Baglan Bay | NGET |  |  |  | CCGT | Baglan Bay
Baglan Bay | NGET |  |  |  | CCGT | Baglan Bay
Baillie Wind Farm | SHET |  |  |  | Wind Onshore | Dounreay
Barking | NGET |  |  |  | CCGT | Barking 275kV Substation
Barrow Offshore Wind Farm | OFFSHORE |  |  |  | Wind Offshore
Barry Power Station | NGET |  |  |  | CCGT | Aberthaw 132kV substation
Barton Hill | NGET |  |  |  | CHP | Abham GSP
Beatrice Wind Farm | SHET |  |  |  | Wind Offshore | Beatrice 33/132kV Offshore Substations
Beatrice Wind Farm | SHET |  |  |  | Wind Offshore | Beatrice 33/132kV Offshore Substations
Beatrice Wind Farm | SHET |  |  |  | Wind Offshore | Beatrice 33/132kV Offshore Substations
Beaw Field Wind Farm | SHET |  |  |  | Wind Onshore | Yell
Beech Street/City Road | NGET |  |  |  | CHP | Beech Street/City Road
Beinn an Tuirc 2 | SHET |  |  |  | Wind Onshore | Carradale
Beinn an Tuirc 3 | SHET |  |  |  | Wind Onshore | Carradale 132/33kV Substation
Beinn Tharsuinn | SHET |  |  |  | Wind Onshore | Alness GSP
Beinneun Wind Farm | SHET |  |  |  | Wind Onshore | Beinneun 132/33kV substation
Benbrack Wind Farm | SPT |  |  |  | Wind Onshore | Kendoon North 132/33kV
Berry Burn Wind Farm | SHET |  |  |  | Wind Onshore | Berry Burn 275/33kV Substation
Bhlaraidh Wind Farm | SHET |  |  |  | Wind Onshore | Bhlaraidh 132/33kV Substation
Bilbo Farm | SHET |  |  |  | PV Array | Strichen
Blackcraig Wind Farm | SPT |  |  |  | Wind Onshore | Black Craig
Blacklaw | SPT |  |  |  | Wind Onshore | Blacklaw Wind Farm
Blacklaw Extension | SPT |  |  |  | Wind Onshore | Blacklaw Extension
Blary Hill Wind Farm | SHET |  |  |  | Wind Onshore | Carradale
Bloxwich | NGET |  |  |  | Battery Storage | Bustleholm 132kV
Bolney | NGET |  |  |  | Battery Storage
Bolney | NGET |  |  |  | Battery Storage
BP Grangemouth | SPT |  |  |  | CHP | Grangemouth
Bradwell B | NGET |  |  |  | Nuclear | Bradwell 400kV Substation
Braelangwell Wind Farm | SHET |  |  |  | Wind Onshore | Shin 132/33kV GSP Substation
Braes of Doune | SHET |  |  |  | Wind Onshore | Braco
Braintree | NGET |  |  |  | Battery Storage
Bramford | NGET |  |  |  | Battery Storage
Bredbury | NGET |  |  |  | Battery Storage
Brigg | NGET |  |  |  | CCGT | Keadby 400kV Substation
Broken Cross Windfarm | SPT |  |  |  | Wind Onshore | Broken Cross Windfarm
Brownieleys | SHET |  |  |  | Wind Onshore | Fiddes 132/33kV Substation
Burbo Bank Extension Offshore Wind Farm | NGET |  |  |  | Wind Offshore | BURBO BANK EXTENSION OFFSHORE SUBSTATION
Burn of Whilk Wind Farm | SHET |  |  |  | Wind Onshore | Mybster 1
Burwell | NGET |  |  |  | Battery Storage | Burwell 400kV Substation
Burwell | NGET |  |  |  | Biomass | Burwell Main/Histon
C.Gen Killingholme North Power Station | NGET |  |  |  | CCGT | C.Gen North Killingholme
Cairn Duhie Wind Farm | SHET |  |  |  | Wind Onshore | Cairn Duhie 275kV Substation
Cairnmore Hill Wind Farm | SHET |  |  |  | Wind Onshore | Thurso GSP
Caledonian Paper Mill (Meadowhead) | SPT |  |  |  | CCGT | Meadowhead
Cardiff Bay | NGET |  |  |  | Wave | Newport 400kV Substation
Cardiff Bay | NGET |  |  |  | Wave | Newport 400kV Substation
Cardiff Bay | NGET |  |  |  | Wave | Newport 400kV Substation
Carnedd Wen Wind Farm | NGET |  |  |  | Wind Onshore | Mid-Wales West
Carraig Gheal Wind Farm | SHET |  |  |  | Wind Onshore | Carraig Gheal 132/33kV Substation
Carrington | NGET |  |  |  | Battery Storage
Carrington Power Station | NGET |  |  |  | CCGT | Carrington
Cashlie (Part of Killin Cascade Hydro Scheme) | SHET |  |  |  | Hydro | Cashlie
CDCL | NGET |  |  |  | CCGT | Cottam 400kV Substation
Ceannacroc (part of the Moriston Cascade) | SHET |  |  |  | Hydro | Ceannacroc
Cheshire | NGET |  |  |  | OCGT | Capenhurst
Chickerell | NGET |  |  |  | HYBRID
Chirmorie Wind Farm | SPT |  |  |  | Wind Onshore | Chirmorie 132/ 33KV SUBSTATION
Clash Gour | SHET |  |  |  | Wind Onshore | Clash Gour Wind Farm 132kV Substation
Clashindarroch | SHET |  |  |  | Wind Onshore | Clashindarroch
Clashindarroch 2 | SHET |  |  |  | Wind Onshore | Cairnford
Clashindarroch Extension | SHET |  |  |  | Wind Onshore | Clashindarroch Windfarm Extension 132kV Substation
Cleve Hill Solar Park | NGET |  |  |  | PV Array | Cleve Hill
Cloiche Wind Farm | SHET |  |  |  | Wind Onshore | Cloiche 132/33kV Substation
Clunie (part of the Clunie Cascade) | SHET |  |  |  | Hydro | Clunie
Clyde North | SPT |  |  |  | Wind Onshore | Clyde North 275/33kV
Clyde South | SPT |  |  |  | Wind Onshore | Clyde South 275/33kV
Codling Park Wind Farm | NGET |  |  |  | Wind Offshore | Pentir Substation
Coire Glas Pumped Storage | SHET |  |  |  | Pump Storage | Coire Glas 400kV Substation
Coire Na Cloiche | SHET |  |  |  | Wind Onshore | Alness GSP
Connahs Quay | NGET |  |  |  | CCGT | Deeside 400kV Substation
Corby | NGET |  |  |  | CCGT | Corby 132kV substation
Corriegarth | SHET |  |  |  | Wind Onshore | Corriegarth 132/33kV substation
Corriemoillie Wind Farm | SHET |  |  |  | Wind Onshore | Corriemoillie 132/33kV Substation
Coryton | NGET |  |  |  | CCGT | Coryton
Costa Head Wind Farm | SHET |  |  |  | Wind Onshore | Costa Head 132/33kV Substation
Cottam | NGET |  |  |  | Coal | Cottam 400kV Substation
Cour Wind Farm | SHET |  |  |  | Wind Onshore | Crossaig 132/33kV Substation
Coventry | NGET |  |  |  | Battery Storage
Cowes | NGET |  |  |  | OCGT | Fawley 400kV Substation
Cowley | NGET |  |  |  | Battery Storage
CPG Power | NGET |  |  |  | Gas Reciprocating | Carrington 400kV Substation
Craig II Wind Farm | SPT |  |  |  | Wind Onshore | Chapelcross 132/33kV Substation
Creag Riabhach Wind Farm | SHET |  |  |  | Wind Onshore | Creag Riabhach 132/33kV Substation
Crookedstane Windfarm | SPT |  |  |  | Wind Onshore | Clyde South
Crossdykes | SPT |  |  |  | Wind Onshore | Crossdykes 33kV Substation
Crossdykes Extension | SPT |  |  |  | Wind Onshore | Ewe Hill
Cruachan | SPT |  |  |  | Pump Storage | Dalmally
Crystal Rig 2 Wind Farm | SPT |  |  |  | Wind Onshore | Crystal Rig
Crystal Rig 3 Wind Farm | SPT |  |  |  | Wind Onshore | Crystal Rig 400/132kV Substation
Crystal Rig 3 Wind Farm | SPT |  |  |  | Wind Onshore | Crystal Rig 400/132kV Substation
Culligran (part of the Beauly Cascade) | SHET |  |  |  | Hydro | Culligran |  |  |  | Part of the Beauly cascade https://en.wikipedia.org/wiki/Affric-Beauly_hydro-electric_power_scheme | M_CAS-BEU01
Cumberhead | SPT |  |  |  | Wind Onshore | Cumberhead
Cwm Dyli | NGET |  |  |  | Hydro | Trawfynydd
Cwm Rheidol | NGET |  |  |  | Hydro | Swansea North
Dalquhandy Wind Farm | SPT |  |  |  | Wind Onshore | Dalquhandy 132/33kV Substation
Dalswinton | SPT |  |  |  | Wind Onshore | Dumfries
Damhead Creek | NGET |  |  |  | CCGT | Kingsnorth
Damhead Creek II | NGET |  |  |  | CCGT | Kingsnorth 400kV Substation
Deanie (part of the Beauly Cascade) | SHET |  |  |  | Hydro | Deanie |  |  |  | Part of the Beauly cascade https://en.wikipedia.org/wiki/Affric-Beauly_hydro-electric_power_scheme | M_CAS-BEU01
Deeside | NGET |  |  |  | CCGT | Deeside 400kV Substation
Dersalloch Wind Farm | SPT |  |  |  | Wind Onshore | Dersalloch
Derwent | NGET |  |  |  | CHP | Willington 132kV Substation
Didcot A GTs | NGET |  |  |  | OCGT | Didcot 400kV Substation
Didcot B | NGET |  |  |  | CCGT | Didcot 400kV Substation
Dinorwig | NGET |  |  |  | Pump Storage | Dinorwig 400kV Substation
Dogger Bank Project 1 | NGET |  |  |  | Wind Offshore | Dogger Bank 220/33kV Offshore Substations
Dogger Bank Project 1 | NGET |  |  |  | Wind Offshore | Dogger Bank 220/33kV Offshore Substations
Dogger Bank Project 2 | NGET |  |  |  | Wind Offshore | Dogger Bank 220/33kV Offshore Substations
Dogger Bank Project 2 | NGET |  |  |  | Wind Offshore | Dogger Bank 220/33kV Offshore Substations
Dogger Bank Project 4 | NGET |  |  |  | Wind Offshore | Dogger Bank 220/33kV Offshore Substations
Dogger Bank Project 4 | NGET |  |  |  | Wind Offshore | Dogger Bank 220/33kV Offshore Substations
Dolgarrog | NGET |  |  |  | Hydro | Pentir
Dorenell Windfarm | SHET |  |  |  | Wind Onshore | Dorenell 132/33kV
Douglas West | SPT |  |  |  | Wind Onshore | Coalburn132/33kV
Dowlais | NGET |  |  |  | Thermal | Upperboat 132
Drax (Biomass) | NGET |  |  |  | Biomass | Drax
Drax (Coal) | NGET |  |  |  | Coal | Drax
Druim Leathann BEGA | SHET |  |  |  | Wind Onshore
Dudgeon Offshore Wind Farm | NGET |  |  |  | Wind Offshore | Necton 400kV Substation
Dungeness B | NGET |  |  |  | Nuclear | Dungeness 275kV Substation
Dunlaw Extension | SPT |  |  |  | Wind Onshore | Dunlaw Extension
Dunmaglass Wind Farm | SHET |  |  |  | Wind Onshore | Beauly/Foyers
East Anglia 2 | NGET |  |  |  | Wind Offshore | Platform EA2A and Platform EA2B 220/33kV Offshore Substations
East Anglia 3 | NGET |  |  |  | Wind Offshore | Platform EA3A and Platform EA3B 220/33kV Substations
East Anglia 3 | NGET |  |  |  | Wind Offshore | Platform EA3A and Platform EA3B 220/33kV Substations
East Anglia 4 | NGET |  |  |  | Wind Offshore | Platform EA4A and Platform EA4B 220/33kV Offshore Substations
East Anglia 5 | NGET |  |  |  | Wind Offshore | Platform EA5A and Platform EA5B 220/33kV Substations
East Anglia 6 | NGET |  |  |  | Wind Offshore | Platform EA6A and Platform EA6B and Platform EA6C 220/33kV Substations
East Anglia 6 | NGET |  |  |  | Wind Offshore | Platform EA6A and Platform EA6B and Platform EA6C 220/33kV Substations
East Anglia One | NGET |  |  |  | Wind Offshore | Platform EA One 220/66kV Offshore Substation
East Anglia One | NGET |  |  |  | Wind Offshore | Platform EA One 220/66kV Offshore Substation
East Anglia One | NGET |  |  |  | Wind Offshore | Platform EA One 220/66kV Offshore Substation
East Anglia One North | OFFSHORE |  |  |  | Wind Offshore
Edinbane Wind, Skye | SHET |  |  |  | Wind Onshore | Edinbane
Eggborough | NGET |  |  |  | Coal | Eggborough 400kV Substation
Eggborough | NGET |  |  |  | CCGT | Eggborough 400kV Substation
Elchies Wind Farm | SHET |  |  |  | Wind Onshore | Elchies 132/33kV Substation
Elstree | NGET |  |  |  | CCGT | Elstree 275kv Substation
Energy Isles | SHET |  |  |  | Wind Offshore
Enfield | NGET |  |  |  | CCGT | Brimsdown 132kV Substation
Enoch Hill | SPT |  |  |  | Wind Onshore | Enoch Hill 132/33kV
Equinor | NGET |  |  |  | Wind Offshore | Sheringham Shoal and Dudgeon Offshore Windfarms
Errochty | SHET |  |  |  | Hydro | Errochty
Ewe Hill | SPT |  |  |  | Wind Onshore | Ewe Hill
Exeter | NGET |  |  |  | Battery Storage | Exeter 400kV Substation
Fallago Rig 2 | SPT |  |  |  | Wind Onshore | Fallago 400kV Substation
Fallago Rig Wind Farm | SPT |  |  |  | Wind Onshore | Fallago 400kV Substation
Farr Wind Farm, Tomatin | SHET |  |  |  | Wind Onshore | Beauly
Fasnakyle G1 & G2 | SHET |  |  |  | Hydro | Fasnakyle |  |  |  | Part of the Beauly cascade https://en.wikipedia.org/wiki/Affric-Beauly_hydro-electric_power_scheme | M_CAS-BEU01
Fasnakyle G3 & G4 | SHET |  |  |  | Hydro | Fasnakyle |  |  |  | Part of the Beauly cascade https://en.wikipedia.org/wiki/Affric-Beauly_hydro-electric_power_scheme | M_CAS-BEU01
Faw Side Community Wind Farm | SPT |  |  |  | Wind Onshore | Faw Side Community Wind Farm
Fawley CHP | NGET |  |  |  | CHP | Fawley 400kV Substation
Ferrybridge D | NGET |  |  |  | CCGT | Ferrybridge
Ffestiniog | NGET |  |  |  | Pump Storage | Ffestiniog 275kV Substation
Fiddlers Ferry | NGET |  |  |  | Coal | Fiddlers Ferry
Finlarig | SHET |  |  |  | Hydro | Finlarig
Firth of Forth Offshore Wind Farm 2A | SPT |  |  |  | Wind Offshore
Firth of Forth Offshore Wind Farm 2B | SPT |  |  |  | Wind Offshore | Branxton 400kV
Firth of Forth Phase 1 | SHET |  |  |  | Wind Offshore | Tealing 275/33kv
Firth of Forth Phase 1 | SHET |  |  |  | Wind Offshore | Tealing 275/33kv
Fort Dunlop | NGET |  |  |  | OCGT | Dunlop 132kV substation
Foyers | SHET |  |  |  | Pump Storage | Foyers
Freasdail | SHET |  |  |  | Wind Onshore | Crossaig 132kV Substation
Galawhistle Wind Farm | SPT |  |  |  | Wind Onshore | Galawhistle 132/33kV
Galloper Wind Farm | NGET |  |  |  | Wind Offshore | Galloper North 132/33kv
Gass Wind Farm | SPT |  |  |  | Wind Onshore | Newton Stewart
Gateway Energy Centre Power Station | NGET |  |  |  | HYBRID | Coryton South 400kV Substation
Gateway Energy Centre Power Station | NGET |  |  |  | HYBRID | Coryton South 400kV Substation
Gilston Hill Wind Farm | SPT |  |  |  | Wind Onshore | Gilston Hill 33kV Substation
Glanford | NGET |  |  |  | Biomass | Keadby
Gleann Eoghainn | SHET |  |  |  | Wind Onshore | Dunvegan 132/33kV GSP
Glen App Windfarm | SPT |  |  |  | Wind Onshore | Glen App and Loch Ree 132/33kV Substation
Glen Kyllachy Wind Farm | SHET |  |  |  | Wind Onshore | Glen Kyllachy Wind Farm
Glen Ullinish Wind Farm | SHET |  |  |  | Wind Onshore | Glen Ullinish 132/33kV Substation
Glencassley Wind Farm | SHET |  |  |  | Wind Onshore | Shin 33kV
Glenchamber Wind Farm | SPT |  |  |  | Wind Onshore | Glenluce
Glenchamber Wind Farm | SPT |  |  |  | Wind Onshore | Glenluce
Glendoe | SHET |  |  |  | Hydro | Fort Augustus
Glenmoriston (part of the Moriston Cascade) | SHET |  |  |  | Hydro | Glenmoriston
Glenmuckloch Pumped Storage | SPT |  |  |  | Pump Storage | Glenmuckloch 132kV Substation
Glenmuckloch Wind Farm | SPT |  |  |  | Wind Onshore | Glenmuckloch 33kV
Glens of Foudland Wind (SRO) | SHET |  |  |  | Wind Onshore | Keith
Glenshero | SHET |  |  |  | Wind Onshore | Glenshero
Goole Fields Wind farm | NGET |  |  |  | Wind Onshore | Camblesforth 66kV Substation
Gordonbush Wind Farm | SHET |  |  |  | Wind Onshore | Gordonbush
Gordonbush Wind Farm | SHET |  |  |  | Wind Onshore | Gordonbush
Grain | NGET |  |  |  | CCGT | Grain 400kV Substation
Grangemouth | SPT |  |  |  | CHP | Grangemouth 275kV
Great Yarmouth | NGET |  |  |  | CCGT | Norwich Main 132kV Substation
Greater Gabbard Offshore Wind Farm | OFFSHORE |  |  |  | Wind Offshore | Gabbard 33/132kV Offshore Substation
Green Frog @ Alcoa | NGET |  |  |  | OCGT | swansea North
Green Frog @ Down Barn Farm | NGET |  |  |  | CCGT | Lovedean 400/132kV Substation
Green Frog @ Goose House Lane | NGET |  |  |  | CCGT | Rochdale 132kV Substation
Green Frog @ Letchworth | NGET |  |  |  | OCGT | Wymondley GSP
Green Frog @ Moorfield Drive | NGET |  |  |  | CCGT | Padiham 132kV Substation
Green Frog @ Rake Lane | NGET |  |  |  | CCGT | Kearsley 132kV Substation
Green frog @ The Drove | NGET |  |  |  | OCGT | Bridgwater
Green Frog at Lester Way | NGET |  |  |  | OCGT | Cowley GSP
Greenburn Mixed Technology | SPT |  |  |  | HYBRID | Greenburn Mixed Technology 132kV Substation
Greenwire - Alverdiscott | NGET |  |  |  | Wind Onshore | Alverdiscott 400kV Substation
Greenwire Wind Farm - Pentir | NGET |  |  |  | Wind Offshore | Pentir 400kV Substation
Griffin Wind Farm | SHET |  |  |  | Wind Onshore | Errochty / Burghmuir
Gunfleet Sands II Offshore Wind Farm | OFFSHORE |  |  |  | Wind Offshore
Gunfleet Sands Offshore Wind Farm | OFFSHORE |  |  |  | Wind Offshore
Gwynt Y Mor Offshore Wind Farm | OFFSHORE |  |  |  | Wind Offshore | Gwynt y Mor 132/33kV Offshore Substation
Hadyard Hill | SPT |  |  |  | Wind Onshore | Maybole
Hagshaw Hill Phase 1 | SPT |  |  |  | Wind Onshore | Coalburn
Hagshaw Hill Phase 2 | SPT |  |  |  | Wind Onshore | Coalburn
Halsary Wind Farm | SHET |  |  |  | Wind Onshore | Mybster 132/33kV Substation
Harburnhead Wind Farm | SPT |  |  |  | Wind Onshore | Livingston East
Harehill Wind Farm Extension | SPT |  |  |  | Wind Onshore | Coylton
Harestanes | SPT |  |  |  | Wind Onshore | Harestanes
Harker | NGET |  |  |  | Battery Storage
Harryburn Wind Farm | SPT |  |  |  | Wind Onshore | Elvanfoot 275/132/33kV
Harting Rig Wind Farm | SPT |  |  |  | Wind Onshore | Harting Rig 132/33kv
Hartlepool | NGET |  |  |  | Nuclear | Hartlepool 275kV Substation
Hesta Head Wind Farm | SHET |  |  |  | Wind Onshore | Hesta Head 132/33kV Substation
Heysham Power Station | NGET |  |  |  | Nuclear | Heysham
Hill of Glaschyle | SHET |  |  |  | Wind Onshore | Berryburn 275/33kV Substation
Hill of Towie 2 Wind Farm | SHET |  |  |  | Wind Onshore | Hill of Towie 2
Hill of Towie/Drummuir | SHET |  |  |  | Wind Onshore
Hinkley Point B | NGET |  |  |  | Nuclear | Hinkley Point 400kV Substation
Hinkley Point C | NGET |  |  |  | Nuclear | Hinkley 400kV Substation
Hinkley Point C | NGET |  |  |  | Nuclear | Hinkley 400kV Substation
Hirwaun Power Station | NGET |  |  |  | OCGT | Rhigos
Holyhead | NGET |  |  |  | Biomass | Penhros
Holyhead | NGET |  |  |  | Biomass | Penhros
Hopsrig Wind Farm | SPT |  |  |  | Wind Onshore | Hopsrig Wind Farm 132/33kV Substation
Hornsea Power Station 1A | NGET |  |  |  | Wind Offshore | Hornsea Platform 1A Offshore Substation
Hornsea Power Station 1B | NGET |  |  |  | Wind Offshore | Hornsea Platform 1B Offshore Substation
Hornsea Power Station 1C | NGET |  |  |  | Wind Offshore | Hornsea Platform 1C Offshore Substation
Hornsea Power Station 2A | NGET |  |  |  | Wind Offshore | Hornsea Platform 2A Offshore Substation
Hornsea Power Station 2B | NGET |  |  |  | Wind Offshore | Hornsea Platform 2B Offshore Substation
Hornsea Power Station 2C | NGET |  |  |  | Wind Offshore | Hornsea Power Station 2C Offshore platform
Hornsea Power Station 3A-1 (formerly 3A) | NGET |  |  |  | Wind Offshore | Hornsea Platform 3A Offshore Substation
Hornsea Power Station 3A-2 (formerly 3B) | NGET |  |  |  | Wind Offshore | Hornsea Platform 3B Offshore Substation
Hornsea Power Station 4 | NGET |  |  |  | Wind Offshore | Hornsea Offshore Substation Platform 4
Hornsea Power Station Project 3B-1 (formerly 3C) | NGET |  |  |  | Wind Offshore | Hornsea Platform 3C Offshore Substation
Hornsea Power Station Project 3B-2 (formerly 3D) | NGET |  |  |  | Wind Offshore | Hornsea Platform 3D Offshore Substation
Humber Gateway Offshore Wind Farm | OFFSHORE |  |  |  | Wind Offshore | Humber Gateway 33/132kV Offshore Substation
Hunterston | SPT |  |  |  | Nuclear | Hunterston 400kV Substation
Huntworth | NGET |  |  |  | CCGT | Taunton
Hutton | NGET |  |  |  | Battery Storage | Hutton
Hywind Wind Farm | SHET |  |  |  | Wind Onshore | Peterhead Grange
Immingham | NGET |  |  |  | CHP | Humber Refinery 400kV Substation
Immingham | NGET |  |  |  | CHP | Humber Refinery 400kV Substation
Inch Cape Offshore Wind Farm Platform 1 | SPT |  |  |  | Wind Offshore | Cockenzie 275kV
Inch Cape Offshore Wind Farm Platform 1 | SPT |  |  |  | Wind Offshore | Cockenzie 275kV
Inch Cape Offshore Wind Farm Platform 2 | SPT |  |  |  | Wind Offshore | Cockenzie 275kV
Indian Queens | NGET |  |  |  | Battery Storage
Indian Queens | NGET |  |  |  | OCGT | Indian Queens 400kV Substation
Indian Queens | NGET |  |  |  | Battery Storage | Indian Queens 400kV
Invergarry (part of the Garry Cascade) | SHET |  |  |  | Hydro | Invergarry
Iver | NGET |  |  |  | Battery Storage | Iver 275kV Substation
J G Pears | NGET |  |  |  | CHP | High Marnham
J G Pears | NGET |  |  |  | CHP | High Marnham
Jamesfield Farm Battery Storage | SHET |  |  |  | Battery Storage | Abernethy 132/33kV Substation
Jamesfield Farm Phase 2 Battery Storage | SHET |  |  |  | Battery Storage | Abernethy 132/33kV Substation
Keadby | NGET |  |  |  | CCGT | Keadby
Keadby II | NGET |  |  |  | CCGT | Keadby
Kearsley | NGET |  |  |  | Battery Storage
Keirs Hill Wind Farm | SPT |  |  |  | Wind Onshore | Coylton GSP
Keith Hill Wind Farm | SPT |  |  |  | Wind Onshore | Keith Hill 33kV Substation
Kemsley | NGET |  |  |  | CHP | Kemsley
Kemsley | NGET |  |  |  | Battery Storage
Kennoxhead Wind Farm | SPT |  |  |  | Wind Onshore | Kennoxhead
Kennoxhead Wind Farm Extension | SPT |  |  |  | Wind Onshore | Middlemuir
Kestrel Meadow BCA | NGET |  |  |  | Battery Storage | Burwell GSP
Kilbraur Wind Farm | SHET |  |  |  | Wind Onshore | Kilbraur Wind Farm
Kilgallioch | SPT |  |  |  | Wind Onshore | Kilgallioch 132/33kV Substation
Kilgallioch | SPT |  |  |  | Wind Onshore | Kilgallioch 132/33kV Substation
Killingholme | NGET |  |  |  | CCGT | Killingholme 400kV Substation
Killingholme 2 | NGET |  |  |  | CCGT | Killingholme
Kilmorack (part of the Beauly Cascade) | SHET |  |  |  | Hydro | Kilmorack
Kincardine Offshore Wind Farm | SHET |  |  |  | Wind Offshore | Redmoss 132/33kV Grid Supply Point Substation
Kings Lynn A | NGET |  |  |  | CCGT | Walpole 132KV Substation
Kings Lynn A | NGET |  |  |  | CCGT | Walpole 132KV Substation
Kings Lynn B | NGET |  |  |  | CCGT | Kings Lynn B 400kV Substation
Kirk Hill | SPT |  |  |  | Wind Onshore | Maybole
Kirkby | NGET |  |  |  | Battery Storage
Knockodhar Wind Farm | SPT |  |  |  | Wind Onshore | Markhill Substation
Kype Muir | SPT |  |  |  | Wind Onshore | Coalburn 132/33kV
Laleham | NGET |  |  |  | Battery Storage
Landulph | NGET |  |  |  | Battery Storage | Landulph 400kV Substation
Langage | NGET |  |  |  | CCGT | Langage 400kV Substation
Limekilns | SHET |  |  |  | Wind Onshore | Limekilns 132/33kV substation
Lincs Offshore Wind Farm | OFFSHORE |  |  |  | Wind Offshore | Lincs 33/132kV Offshore Substation
Little Barford | NGET |  |  |  | CCGT | Eaton Socon 400kV Substation
Little Raith | SPT |  |  |  | Battery Storage | Glenniston 132kV Substation
Livishie (part of the Moriston Cascade) | SHET |  |  |  | Hydro | Glenmoriston
Llanwern Phase 1 | NGET |  |  |  | PV Array | Whitston 275/33kV Substation
Llanwern Phase 2 | NGET |  |  |  | HYBRID | Whitson Substation
Loch Luichart Extension II | SHET |  |  |  | Wind Onshore | Loch Luichart Extension II Substation
Lochay (Part of Killin Cascade Hydro Scheme) | SHET |  |  |  | Hydro | Lochay
Lochgoin Solar Farm | SPT |  |  |  | PV Array | Whitelee Extension 275kV Substation
Lochluichart | SHET |  |  |  | Wind Onshore | Corriemoillie 132kV Substation
Loganhead Windfarm | SPT |  |  |  | Wind Onshore | EWE HILL WF 33/132KV COLLECTOR SUBSTATION
London Array Offshore Wind Farm | OFFSHORE |  |  |  | Wind Offshore | London Array 33/150kV Offshore Substations
Lorg Wind Farm | SPT |  |  |  | Wind Onshore | Lorg Wind Farm Substation
Lovedean | NGET |  |  |  | Battery Storage
Lubreoch Hydro (Part of Killin Cascade Hydro Scheme) | SHET |  |  |  | Hydro | Killin
Luichart (part of the Conon Cascade) | SHET |  |  |  | Hydro | Luichart
Lynemouth Power Station | NGET |  |  |  | Biomass | Blyth
Lynes Common | NGET |  |  |  | OCGT | Fawley 400kV Substation
Maentwrog | NGET |  |  |  | Hydro
Mannington | NGET |  |  |  | Battery Storage | Mannington
Marchwood | NGET |  |  |  | CCGT | Marchwood 400kV Substation
Mark Hill Wind Farm | SPT |  |  |  | Wind Onshore | Mark Hill
Markinch (Rothes) Biomass CHP Plant | SPT |  |  |  | Biomass | Glenrothes
Medway Power Station | NGET |  |  |  | CCGT | Grain
Meikle Hill Wind Farm | SHET |  |  |  | Wind Onshore | Elgin 275/132kV Substation
MeyGen Tidal | SHET |  |  |  | Tidal | Gills Bay
MeyGen Tidal | SHET |  |  |  | Tidal | Gills Bay
MeyGen Tidal | SHET |  |  |  | Tidal | Gills Bay
MeyGen Tidal | SHET |  |  |  | Tidal | Gills Bay
Middle Muir Wind Farm | SPT |  |  |  | Wind Onshore | Middle Muir 132/33kV
Milford Haven | NGET |  |  |  | Biomass | Pembroke 400kV Substation
Millbrook Power | NGET |  |  |  | OCGT | Millbrook 400kV
Millennium South | SHET |  |  |  | Wind Onshore | Millennium South 132/33kV Substation
Millennium Wind | SHET |  |  |  | Wind Onshore | Millennium
Minnygap | SPT |  |  |  | Wind Onshore | Moffat132/33Kv
Minsca | SPT |  |  |  | Wind Onshore | Chapelcross
Monquhill Wind Farm | SPT |  |  |  | Wind Onshore | Monquhill Wind Farm 33kV Substation
Moray Firth Offshore Wind Farm | SHET |  |  |  | Wind Offshore | Moray Firth 220/33kV Platform 1 & 2 Offshore Substation
Moray Firth Offshore Wind Farm | SHET |  |  |  | Wind Offshore | Moray Firth 220/33kV Platform 1 & 2 Offshore Substation
Moray Firth Offshore Wind Farm | SHET |  |  |  | Wind Offshore | Moray Firth 220/33kV Platform 1 & 2 Offshore Substation
Moray Offshore West Windfarm | SHET |  |  |  | Wind Offshore | Moray Firth 220/33kV Platform 1 & 2 Offshore Substation
Moray Offshore West Windfarm | SHET |  |  |  | Wind Offshore | Moray Firth 220/33kV Platform 1 & 2 Offshore Substation
Morlais | NGET |  |  |  | Tidal | Wylfa
Morlais | NGET |  |  |  | Tidal | Wylfa
Mossford (part of the Conon Cascade) | SHET |  |  |  | Hydro | Mossford
Mossy Hill Wind Farm | SHET |  |  |  | Wind Onshore | Mossy Hill 132/33kV Substation
Moy Wind Farm | SHET |  |  |  | Wind Onshore | Inverness 132/33kV GSP
Muaitheabhal Wind Farm | SHET |  |  |  | Wind Onshore | Muaitheabhal 132/33kV Substation
Nant | SHET |  |  |  | Hydro | Nant
Neart Na Gaoithe Offshore Wind Farm | SPT |  |  |  | Wind Offshore
North Hyde | NGET |  |  |  | CCGT | CST Seven (North Hyde)
North Kyle New Cumnock | SPT |  |  |  | Wind Onshore | New Cumnock
North Lowther Energy Initiative | SPT |  |  |  | Wind Onshore | NLEI Substation
Norwich | NGET |  |  |  | Battery Storage | Norwich 400kV Substation
Norwich | NGET |  |  |  | CCGT | Norwich 400kV Substation
Nursling | NGET |  |  |  | Battery Storage
Oldbury | NGET |  |  |  | Nuclear | Oldbury-on-Severn 400kV Substation
Oldbury | NGET |  |  |  | Battery Storage
Oldbury C | NGET |  |  |  | Nuclear | Oldbury-on-Severn 400kV Substation
Ormonde Offshore Wind Farm | OFFSHORE |  |  |  | Wind Offshore | Ormonde 33/132kV Offshore Substation
Orrin (part of the Conon Cascade) | SHET |  |  |  | Hydro | Orrin
Orsted CRS | NGET |  |  |  | Battery Storage
Peak Gen BEGA | NGET |  |  |  | Oil & AGT | Walpole
Pembroke Power Station | NGET |  |  |  | CCGT | Pembroke 400kV Substation
Pen Y Cymoedd Wind Farm | NGET |  |  |  | Wind Onshore | Rhigos 400kV
Pencloe Windfarm | SPT |  |  |  | Wind Onshore | Pencloe 132/33kV
Pencloe Windfarm | SPT |  |  |  | Wind Onshore | Pencloe 132/33kV
Peterborough | NGET |  |  |  | CCGT | Walpole 132KV Substation
Peterhead | SHET |  |  |  | CCGT | Peterhead
Pitlochry (part of the Clunie Cascade) | SHET |  |  |  | Hydro | Pitlochry
Plymouth Main | NGET |  |  |  | CHP | Landulph
Plymouth Rock | NGET |  |  |  | CHP | Landulph
Pogbie Wind Farm | SPT |  |  |  | Wind Onshore | Pogbie 33kV Substation
Powersite @ Drakelow | NGET |  |  |  | CCGT | Drakelow
Progress Power Station | NGET |  |  |  | OCGT | Yaxley 400kV Substation
Quoich (part of the Garry Cascade) | SHET |  |  |  | Hydro | Quoich
Race Bank Wind Farm | NGET |  |  |  | Wind Offshore | Race Bank 132/33kV Substation
Rampion Offshore Wind Farm | NGET |  |  |  | Wind Offshore | Rampion 33/132kV Offshore Substation
Ratcliffe on Soar | NGET |  |  |  | Coal | Ratcliffe 400kV Substation
Redditch | NGET |  |  |  | CCGT | Feckenham
Redfield Road A | NGET |  |  |  | CHP | Ratcliffe GSP
Redfield Road B | NGET |  |  |  | Thermal | Ratcliffe GSP
Robin Rigg East Offshore Wind Farm | OFFSHORE |  |  |  | Wind Offshore | Robin Rigg East 132/33kV Offshore Substation
Robin Rigg West Offshore Wind Farm | OFFSHORE |  |  |  | Wind Offshore | Robin Rigg West 132/33kV Offshore Substation
Rochdale | NGET |  |  |  | Battery Storage
Rocksavage | NGET |  |  |  | CCGT | Rocksavage
Roosecote | NGET |  |  |  | Battery Storage | Roosecote 132kV
Rye House | NGET |  |  |  | CCGT | Rye House
Sallachy Wind Farm | SHET |  |  |  | Wind Onshore | Sallachy 132kV Substation
Saltend | NGET |  |  |  | CCGT | Saltend South 400kV Substation
Sandy Knowe Wind Farm | SPT |  |  |  | Wind Onshore | Sandy Knowe Wind Farm 132/33kV Substation
Sandy Knowe Wind Farm | SPT |  |  |  | Wind Onshore | Sandy Knowe Wind Farm 132/33kV Substation
Sanquhar II Wind Farm | SPT |  |  |  | Wind Onshore | Sanquhar II 132/33kV
Sanquhar Wind Farm | SPT |  |  |  | Wind Onshore | Ulzieside 132/33kV
Scoop Hill Wind Farm | SPT |  |  |  | Wind Onshore | Scoop Hill Wind Farm 132kV Substation
Seabank | NGET |  |  |  | CCGT | Seabank 400kV Substation
Seabank | NGET |  |  |  | Battery Storage
Seabank 3 | NGET |  |  |  | CCGT | Seabank 400kV Substation
Sellafield | NGET |  |  |  | CHP | Hutton 132kV Substation
Sellindge | NGET |  |  |  | Battery Storage
Severn Power | NGET |  |  |  | CCGT | Uskmouth 275kV Substation
Sevington | NGET |  |  |  | CCGT | Sellindge 132kV Substation
Sheringham Shoal Offshore Wind Farm | OFFSHORE |  |  |  | Wind Offshore | Sheringham Shoal 33/132kV Offshore Substations
Shoreham | NGET |  |  |  | CCGT | Bolney
Sizewell B | NGET |  |  |  | Nuclear | Sizewell 132kV Substation
Sizewell C | NGET |  |  |  | Nuclear | Sizewell North 400kV Substation
Sizewell C | NGET |  |  |  | Nuclear | Sizewell North 400kV Substation
Sloy G1 and G4 | SHET |  |  |  | Hydro | Sloy
Sloy G2 and G3 | SHET |  |  |  | Hydro | Sloy
Sneddon Law Wind | SPT |  |  |  | Wind Onshore | Kilmarnock Town 275/33kV
Sofia Offshore Wind Farm | NGET |  |  |  | Wind Offshore | Dogger Bank 220/33kV Offshore Substations
Sofia Offshore Wind Farm | NGET |  |  |  | Wind Offshore | Dogger Bank 220/33kV Offshore Substations
Solutia | NGET |  |  |  | CCGT | Uskmouth
Solwaybank | SPT |  |  |  | Wind Onshore | Chapelcross 132/33Kv Substation
Sound of Islay Tidal | SHET |  |  |  | Tidal | Port Ann GSP
South Humber Bank | NGET |  |  |  | CCGT | South Humber Bank
South Humber Bank | NGET |  |  |  | CCGT | South Humber Bank
South Kyle | SPT |  |  |  | Wind Onshore | New Cummock 132/33kV
South Kyle | SPT |  |  |  | Wind Onshore | New Cummock 132/33kV
Spalding | NGET |  |  |  | CCGT | Spalding North 400kV Substation
Spalding Energy Expansion | NGET |  |  |  | HYBRID | Spalding
Spalding Energy Expansion | NGET |  |  |  | HYBRID | Spalding
Spennymoor | NGET |  |  |  | Battery Storage
Staythorpe C | NGET |  |  |  | CCGT | Staythorpe
Stornoway Wind Farm | SHET |  |  |  | Wind Onshore | Stornoway 132/33kV Substation
Stranoch Wind Farm | SPT |  |  |  | Wind Onshore | Stranoch Wind 132/33KV
Strathy North and South Wind | SHET |  |  |  | Wind Onshore | Strathy North and Strathy South 132/33kV Substation
Strathy North and South Wind | SHET |  |  |  | Wind Onshore | Strathy North and Strathy South 132/33kV Substation
Strathy Wood | SHET |  |  |  | Wind Onshore | Strathy Wood
Stronelairg | SHET |  |  |  | Wind Onshore | Stronelairg 132/33kV Substation
Sudmeadow | NGET |  |  |  | Thermal
Sundon | NGET |  |  |  | Battery Storage | Sundon GSP
Sundon | NGET |  |  |  | CCGT | Sundon 400kV Substation
Sutton Bridge | NGET |  |  |  | CCGT | Walpole
Swansea Bay | NGET |  |  |  | Tidal | Baglan Bay 275kV Substation
Swansea North | NGET |  |  |  | Battery Storage
Tangy III Wind Farm | SHET |  |  |  | Wind Onshore | Carradale
Tarland | SHET |  |  |  | Battery Storage | Tarland
Taunton | NGET |  |  |  | Battery Storage | Taunton
Taylors Lane | NGET |  |  |  | CCGT | Willesden
Tees CCPP | NGET |  |  |  | CCGT | Greystones
Tees CCPP | NGET |  |  |  | CCGT | Greystones
Tees Renewable Energy Plant | NGET |  |  |  | Biomass | Lackenby
Templeborough | NGET |  |  |  | CCGT | Templeborough
Thanet Extension Offshore Wind Farm | OFFSHORE |  |  |  | Wind Offshore
Thanet Offshore Wind Farm | OFFSHORE |  |  |  | Wind Offshore | Thanet 33/132kV Offshore Substation
Thetford | NGET |  |  |  | Biomass | Bramford 400kV
Thurrock | NGET |  |  |  | OCGT | Tilbury 275kV Substation
Tilbury | NGET |  |  |  | Biomass
Toddleburn Wind Farm | SPT |  |  |  | Wind Onshore | Toddleburn Wind Farm
Torness | SPT |  |  |  | Nuclear | Torness
Torr Achilty (part of the Conon Cascade) | SHET |  |  |  | Hydro | Torr Achilty
Torrs Hill Wind Farm | SPT |  |  |  | Wind Onshore | Torrs Hill 33kV Substation
Trafalgar Park | NGET |  |  |  | Thermal | Willington
Trafford Power | NGET |  |  |  | CCGT | Carrington 400kV
Tralorg Wind Farm | SPT |  |  |  | Wind Onshore | Tralorg 33KV
Triton Knoll Offshore Wind Farm | NGET |  |  |  | Wind Offshore | Triton Knoll Offshore Substation
Triton Knoll Offshore Wind Farm | NGET |  |  |  | Wind Offshore | Triton Knoll Offshore Substation
Troston Wind Farm | SPT |  |  |  | Wind Onshore | Troston Wind Farm 132kV Substation
Tullo Wind Farm | SHET |  |  |  | Wind Onshore | Bridge of Dun
Tullymurdoch Wind Farm | SHET |  |  |  | Wind Onshore | Coupar Angus
Twentyshilling Wind Farm | SPT |  |  |  | Wind Onshore | Glenglass
Twinshiels (Tullo 2) Wind Farm | SHET |  |  |  | Wind Onshore | Fiddes GSP
Uskmouth | NGET |  |  |  | Coal | Uskmouth 132kV Substation
Viking Wind Farm | SHET |  |  |  | Wind Onshore | Kergord
Walney 3 Offshore Wind Farm | NGET |  |  |  | Wind Offshore | Walney 3 Offshore Substation
Walney 4 Offshore Wind Farm | NGET |  |  |  | Wind Offshore | Walney 4 Offshore Substation
Walney I Offshore Wind Farm | OFFSHORE |  |  |  | Wind Offshore
Walney II Offshore Wind Farm | OFFSHORE |  |  |  | Wind Offshore
Walpole | NGET |  |  |  | Battery Storage
Warley | NGET |  |  |  | CCGT | Warley 400kV Substation
Water Lane | NGET |  |  |  | CHP | Exeter GSP
West Burton A | NGET |  |  |  | Coal | West Burton 400kV Substation
West Burton B | NGET |  |  |  | CCGT | West Burton 400kV Substation
West Burton Energy Storage | NGET |  |  |  | Battery Storage | West Burton 400kV Substation
West of Duddon Sands Offshore Wind Farm | OFFSHORE |  |  |  | Wind Offshore | West of Duddon Sands 34/155kV Offshore Substation
West Weybridge | NGET |  |  |  | Battery Storage
Westermost Rough Offshore Wind Farm | OFFSHORE |  |  |  | Wind Offshore
Westfield | SPT |  |  |  | HYBRID | Westfield
Westfield | SPT |  |  |  | HYBRID | Westfield
Whitelaw Brae Windfarm | SPT |  |  |  | Wind Onshore | Whitelaw Brae 'A' and 'B' 33kV Substations
Whitelee | SPT |  |  |  | Wind Onshore | Whitelee
Whitelee Extension | SPT |  |  |  | Wind Onshore | Whitelee Extension
Whiteside Hill Wind Farm | SPT |  |  |  | Wind Onshore | Glenglass 132/33kV Substation
Whitson | NGET |  |  |  | Battery Storage | Whitson 275kV Substation
Willington | NGET |  |  |  | HYBRID | Willington
Willington | NGET |  |  |  | HYBRID | Willington
Willington | NGET |  |  |  | HYBRID | Willington
Willington | NGET |  |  |  | Battery Storage
Willow Wind Farm | SHET |  |  |  | Wind Onshore | Willow Wind 132/33kV
Wilton | NGET |  |  |  | CCGT | Wilton 66kV
Windy Rig Wind Farm | SPT |  |  |  | Wind Onshore | Blackhill
Windy Standard II (Brockloch Rig 1) Wind Farm | SPT |  |  |  | Wind Onshore | Dun Hill 132/33kV Substation
Windy Standard II (Brockloch Rig 1) Wind Farm | SPT |  |  |  | Wind Onshore | Dun Hill 132/33kV Substation
Windy Standard III Wind Farm | SPT |  |  |  | Wind Onshore | Dun Hill
Wylfa | NGET |  |  |  | Nuclear | Wylfa 400kV Substation
Wylfa Newydd | NGET |  |  |  | Nuclear | Wylfa 400kV Substation
Wylfa Newydd | NGET |  |  |  | Nuclear | Wylfa 400kV Substation
Wymondley | NGET |  |  |  | Battery Storage

## OC2 Zones
Z1
Z2
Z3
Z4
Z5
Z6
Z7
Z8
Z9
Z10
Z11
Z12
Z13
Z14
Z15
Z16
Z17

## TO Zones
NGET
SPT
SHETL
OFFSHORE

## Elexon BMU Report
BM Units Registered with Central Registration Agency
BM Unit ID | BMU Name | Party Name | Party ID | BMU Type | NGC BMU Name | GSP Group Id | GSP Group Name | Trading Unit Name | Prod/Cons Flag | Prod/Cons Status | TLF | GC | DC | WDCALF | NWDCALF | SECALF | WDBMCAIC | NWDBMCAIC | WDBMCAEC | NWDBMCAEC | Exempt Export Flag | Base TU Flag | FPN Flag | Interconnector Id | Effective From | Manual Credit Qualifying Flag | Credit Qualifying Status
2__AALAB000 | ALAB_A | ALABAMA ENERGY LIMITED | ALAB | G |  | _A | Eastern GSP Group | DEFAULT__A |  | C | 0.0012543 | 0 | 0 | 0.5239 | 0.4862 | 0.27 | 0 | 0 | 0 | 0 | F | T | F |  | 2019-06-01 |  | F
2__AALAS000 | ALAS_A | ALASKA ENERGY LIMITED | ALAS | G |  | _A | Eastern GSP Group | DEFAULT__A |  | C | 0.0012543 | 0 | 0 | 0.5239 | 0.4862 | 0.27 | 0 | 0 | 0 | 0 | F | T | F |  | 2019-06-01 |  | F
2__AALTI000 | 2__AALTI000 | Co-operative Energy Limited | VOLA | G |  | _A | Eastern GSP Group | DEFAULT__A |  | C | 0.0012543 | 0 | -4.384 | 0.5541 | 0.5771 | 0.27 | -2.429 | -2.53 | 0 | 0 | F | T | F |  | 2019-06-01 |  | F
2__AANGE000 | 2__AANGE000 | Limejump Energy Limited | ANGEL | G |  | _A | Eastern GSP Group | DEFAULT__A |  | C | 0.0012543 | 90.795 | -20.51 | 0.2038 | 0.2048 | 0.27 | -4.18 | -4.2 | 18.504 | 18.595 | F | T | F |  | 2019-06-01 |  | F
2__AANGE001 | 2__AANGE001 | Limejump Energy Limited | ANGEL | S | AG-ALIM02 | _A | Eastern GSP Group | DEFAULT__A |  | C | 0.0012543 | 80 | -1 | 0.5239 | 0.4862 | 0.27 | -0.524 | -0.486 | 41.912 | 38.896 | F | T | T |  | 2019-06-01 | F | F
2__AANGE002 | 2__AANGE002 | Limejump Energy Limited | ANGEL | S |  | _A | Eastern GSP Group | DEFAULT__A |  | C | 0.0012543 | 50 | 0 | 0.5239 | 0.4862 | 0.27 | 0 | 0 | 13.5 | 13.5 | F | T | F |  | 2019-06-01 | F | F
2__AARIZ000 | ARIZ_A | Simplicity Energy Limited | ARIZ | G |  | _A | Eastern GSP Group | DEFAULT__A |  | C | 0.0012543 | 0 | -2 | 0.2799 | 0.2876 | 0.27 | -0.56 | -0.575 | 0 | 0 | F | T | F |  | 2019-06-01 |  | F
2__AARRU000 | 2__AARRU000 | BlueGreen Energy Services | ARRUZZI | G |  | _A | Eastern GSP Group | DEFAULT__A |  | C | 0.0012543 | 0 | 0 | 0.5239 | 0.4862 | 0.27 | 0 | 0 | 0 | 0 | F | T | F |  | 2019-06-01 |  | F
2__AAVRO000 | AVRO_A | AVRO ENERGY LIMITED | AVRO | G |  | _A | Eastern GSP Group | DEFAULT__A |  | C | 0.0012543 | 0 | -26 | 0.5143 | 0.5342 | 0.27 | -13.372 | -13.889 | 0 | 0 | F | T | F |  | 2019-06-12 |  | F
2__AAXIS000 | 2__AAXIS000 | Axis Telecom Ltd | AXISTELE | G |  | _A | Eastern GSP Group | DEFAULT__A |  | C | 0.0012543 | 0 | 0 | 0.6295 | 0.5521 | 0.27 | 0 | 0 | 0 | 0 | F | T | F |  | 2019-06-01 |  | F
2__AAXPO000 | 2__AAXPO000 | AXPO UK LIMITED | EGLUK | G | EAS-AXPO1 | _A | Eastern GSP Group | DEFAULT__A |  | C | 0.0012543 | 55 | -5 | 0.1038 | 0.1318 | 0.27 | -0.519 | -0.659 | 5.709 | 7.249 | F | T | F |  | 2019-06-01 |  | F
2__AAZAC000 | 2__AAZAC000 | TOGETHER ENERGY SUPPLY LIMITED | AZACCA | G |  | _A | Eastern GSP Group | DEFAULT__A |  | C | 0.0012543 | 0 | 0 | 0.2848 | 0.3121 | 0.27 | 0 | 0 | 0 | 0 | F | T | F |  | 2019-06-01 |  | F
2__ABARB000 | 2__ABARB000 | Barbican Power Limited | BARBICAN | G |  | _A | Eastern GSP Group | DEFAULT__A |  | C | 0.0012543 | 0 | 0 | 0.5239 | 0.4862 | 0.27 | 0 | 0 | 0 | 0 | F | T | F |  | 2019-06-01 |  | F
2__ABAYS000 | 2__ABAYS000 | Bayswater Energy Limited | BAYSWATE | G |  | _A | Eastern GSP Group | DEFAULT__A |  | C | 0.0012543 | 0 | 0 | 0.5239 | 0.4862 | 0.27 | 0 | 0 | 0 | 0 | F | T | F |  | 2019-06-01 |  | F
2__ABCFC000 | 2__ABCFC000 | Octopus Energy Limited | MERCURY | G |  | _A | Eastern GSP Group | DEFAULT__A |  | C | 0.0012543 | 0 | 0 | 0.5722 | 0.5944 | 0.27 | 0 | 0 | 0 | 0 | F | T | F |  | 2019-06-01 |  | F
2__ABELS000 | 2__ABELS000 | Belsize Energy Limited | BELSIZE | G |  | _A | Eastern GSP Group | DEFAULT__A |  | C | 0.0012543 | 0 | 0 | 0.5239 | 0.4862 | 0.27 | 0 | 0 | 0 | 0 | F | T | F |  | 2019-06-01 |  | F
2__ABETH000 | 2__ABETH000 | Mongoose Energy Supply Limited | BETHNAL | G |  | _A | Eastern GSP Group | DEFAULT__A |  | C | 0.0012543 | 0 | 0 | 0.5239 | 0.4862 | 0.27 | 0 | 0 | 0 | 0 | F | T | F |  | 2019-06-01 |  | F
2__ABGAS000 | 2__ABGAS000 | British Gas Trading Ltd | BRITGAS | G | EAS-BGS01 | _A | Eastern GSP Group | DEFAULT__A |  | C | 0.0012543 | 0 | -407.505 | 0.5632 | 0.5858 | 0.27 | -229.507 | -238.716 | 0 | 0 | F | T | T |  | 2019-06-19 |  | F
2__ABIZZ000 | 2__ABIZZ000 | British Gas Trading Ltd | BRITGAS | G | EAS-BIZ01 | _A | Eastern GSP Group | DEFAULT__A |  | C | 0.0012543 | 0 | -6.263 | 0.3915 | 0.3183 | 0.27 | -2.452 | -1.994 | 0 | 0 | F | T | F |  | 2019-06-01 |  | F
2__ABLBL000 | 2__ABLBL000 | Bluebell Energy Supply Ltd | BLUEBELL | G |  | _A | Eastern GSP Group | DEFAULT__A |  | C | 0.0012543 | 0 | 0 | 0.5239 | 0.4862 | 0.27 | 0 | 0 | 0 | 0 | F | T | F |  | 2019-06-01 |  | F
2__ABNRG000 | 2__ABNRG000 | Electricity Plus Supply Ltd | BAENERGY | G |  | _A | Eastern GSP Group | DEFAULT__A |  | C | 0.0012543 | 0 | -61.774 | 0.61 | 0.6226 | 0.27 | -37.682 | -38.46 | 0 | 0 | F | T | F |  | 2019-06-01 |  | F
2__ABORE000 | 2__ABORE000 | Zebra Power Limited | BOR | G |  | _A | Eastern GSP Group | DEFAULT__A |  | C | 0.0012543 | 0 | -0.07 | 0.5564 | 0.5789 | 0.27 | -0.039 | -0.041 | 0 | 0 | F | T | F |  | 2019-06-01 |  | F
2__ABORO000 | 2__ABORO000 | Borough Energy Limited | BOROUGH | G |  | _A | Eastern GSP Group | DEFAULT__A |  | C | 0.0012543 | 0 | 0 | 0.5239 | 0.4862 | 0.27 | 0 | 0 | 0 | 0 | F | T | F |  | 2019-06-01 |  | F
2__ABPGM000 | 2__ABPGM000 | BP Gas Marketing Limited | BPGAS | G |  | _A | Eastern GSP Group | DEFAULT__A |  | C | 0.0012543 | 0 | 0 | 0.5239 | 0.4862 | 0.27 | 0 | 0 | 0 | 0 | F | T | F |  | 2019-06-01 |  | F
2__ABREZ000 | 2__ABREZ000 | Breeze Energy Supply Ltd | BREEZE | G |  | _A | Eastern GSP Group | DEFAULT__A |  | C | 0.0012543 | 3.636 | -1.8 | 0.549 | 0.5711 | 0.27 | -0.988 | -1.028 | 1.996 | 2.077 | F | T | F |  | 2019-06-01 |  | F
2__ABRZE000 | 2__ABRZE000 | arto.energy Ltd | BRONZE | G |  | _A | Eastern GSP Group | DEFAULT__A |  | C | 0.0012543 | 0 | 0 | 0.5239 | 0.4862 | 0.27 | 0 | 0 | 0 | 0 | F | T | F |  | 2019-06-01 |  | F
2__ABULN000 | 2__ABULN000 | Bryt Energy Limited | BULLION | G |  | _A | Eastern GSP Group | DEFAULT__A |  | C | 0.0012543 | 0 | -17.2 | 0.7024 | 0.2737 | 0.27 | -12.081 | -4.708 | 0 | 0 | F | T | F |  | 2019-06-01 |  | F
2__ACALI000 | 2__ACALI000 | Callesti Energy Supply Limited | CALLESTI | G |  | _A | Eastern GSP Group | DEFAULT__A |  | C | 0.0012543 | 0 | 0 | 0.5239 | 0.4862 | 0.27 | 0 | 0 | 0 | 0 | F | T | F |  | 2019-06-01 |  | F
2__ACALL000 | 2__ACALL000 | SP Energy Retail Ltd | SPSUP01 | G |  | _A | Eastern GSP Group | DEFAULT__A |  | C | 0.0012543 | 0 | -24 | 0.6745 | 0.6303 | 0.27 | -16.188 | -15.127 | 0 | 0 | F | T | F |  | 2019-06-01 |  | F
2__ACBRA000 | 2__ACBRA000 | Cabra Energy Supply Ltd | CABRA | G |  | _A | Eastern GSP Group | DEFAULT__A |  | C | 0.0012543 | 0 | 0 | 0.5239 | 0.4862 | 0.27 | 0 | 0 | 0 | 0 | F | T | F |  | 2019-06-01 |  | F
2__ACFWR000 | 2__ACFWR000 | Eddington Energy Supply Ltd | EDDINGTN | G |  | _A | Eastern GSP Group | DEFAULT__A |  | C | 0.0012543 | 0 | 0 | 0.6373 | 0.654 | 0.27 | 0 | 0 | 0 | 0 | F | T | F |  | 2019-06-01 |  | F
2__ACILI000 | 2__ACILI000 | Cilleni Energy Supply Limited | CILLENI | G |  | _A | Eastern GSP Group | DEFAULT__A |  | C | 0.0012543 | 0 | 0 | 0.5239 | 0.4862 | 0.27 | 0 | 0 | 0 | 0 | F | T | F |  | 2019-06-01 |  | F
2__ACIRC000 | 2__ACIRC000 | Flow Energy Ltd | CIRCUIT | G |  | _A | Eastern GSP Group | DEFAULT__A |  | C | 0.0012543 | 0 | -19.5758 | 0.6332 | 0.6514 | 0.27 | -12.395 | -12.752 | 0 | 0 | F | T | F |  | 2019-06-01 |  | F
2__ACIRC001 | FLOWHH_A1 | Flow Energy Ltd | CIRCUIT | S |  | _A | Eastern GSP Group | DEFAULT__A |  | C | 0.0012543 | 0 | 0 | 0.5239 | 0.4862 | 0.27 | 0 | 0 | 0 | 0 | F | T | F |  | 2019-06-01 | F | F
2__ACMRO000 | 2__ACMRO000 | Camaro Energy Supply Ltd | CAMARO | G |  | _A | Eastern GSP Group | DEFAULT__A |  | C | 0.0012543 | 0 | 0 | 0.5239 | 0.4862 | 0.27 | 0 | 0 | 0 | 0 | F | T | F |  | 2019-06-01 |  | F
2__ACNDL000 | 2__ACNDL000 | NEAS Energy Ltd. | CNDA | G |  | _A | Eastern GSP Group | DEFAULT__A |  | C | 0.0012543 | 1280 | 0 | 0.2452 | 0.24 | 0.2437 | 0 | 0 | 311.936 | 311.936 | F | T | F |  | 2019-06-01 |  | F
2__ACNRG000 | 2__ACNRG000 | Opus Energy (Corporate) Ltd | CHENERGY | G |  | _A | Eastern GSP Group | DEFAULT__A |  | C | 0.0012543 | 0 | -46.84 | 0.6462 | 0.5232 | 0.27 | -30.268 | -24.507 | 0 | 0 | F | T | F |  | 2019-07-03 |  | F
2__ACOLG000 | 2__ACOLG000 | Colgano Energy Supply Limited | COLGANO | G |  | _A | Eastern GSP Group | DEFAULT__A |  | C | 0.0012543 | 0 | 0 | 0.5239 | 0.4862 | 0.27 | 0 | 0 | 0 | 0 | F | T | F |  | 2019-06-01 |  | F
2__ACOLO000 | COLO_A | COLORADO ENERGY LIMITED | COLO | G |  | _A | Eastern GSP Group | DEFAULT__A |  | C | 0.0012543 | 0 | 0 | 0.5239 | 0.4862 | 0.27 | 0 | 0 | 0 | 0 | F | T | F |  | 2019-06-01 |  | F
2__ACOMT000 | 2__ACOMT000 | ENSTROGA Ltd | COMT1015 | G |  | _A | Eastern GSP Group | DEFAULT__A |  | C | 0.0012543 | 0 | -4.886 | 0.313 | 0.3229 | 0.27 | -1.529 | -1.578 | 0 | 0 | F | T | F |  | 2019-06-01 |  | F
2__ACOOP000 | 2__ACOOP000 | I Supply Energy Limited | COOP | G |  | _A | Eastern GSP Group | DEFAULT__A |  | C | 0.0012543 | 0 | -14.88 | 0.6081 | 0.6266 | 0.27 | -9.049 | -9.324 | 0 | 0 | F | T | F |  | 2019-06-01 |  | F
2__ACORE000 | 2__ACORE000 | Corona Energy Retail 4 Limited | SUPELEC3 | G |  | _A | Eastern GSP Group | DEFAULT__A |  | C | 0.0012543 | 0 | 0 | 0.5239 | 0.4862 | 0.27 | 0 | 0 | 0 | 0 | F | T | F |  | 2019-06-01 |  | F
2__ACOUL000 | 2__ACOUL000 | Coulomb Energy Supply Limited | COULOMB | G |  | _A | Eastern GSP Group | DEFAULT__A |  | C | 0.0012543 | 0 | 0 | 0.5239 | 0.4862 | 0.27 | 0 | 0 | 0 | 0 | F | T | F |  | 2019-06-01 |  | F
2__ACOVE000 | 2__ACOVE000 | TOTO Energy Limited | COVENT | G |  | _A | Eastern GSP Group | DEFAULT__A |  | C | 0.0012543 | 0 | -2.98 | 0.5633 | 0.5873 | 0.27 | -1.679 | -1.75 | 0 | 0 | F | T | F |  | 2019-06-01 |  | F
2__ACPPR000 | 2__ACPPR000 | Affect Energy Ltd | COPPER | G |  | _A | Eastern GSP Group | DEFAULT__A |  | C | 0.0012543 | 0 | -2.952 | 0.5288 | 0.5505 | 0.27 | -1.561 | -1.625 | 0 | 0 | F | T | F |  | 2019-06-01 |  | F
2__ACYCL000 | 2__ACYCL000 | Business Power & Gas Limited | CYCLONE | G |  | _A | Eastern GSP Group | DEFAULT__A |  | C | 0.0012543 | 0 | -5.22 | 0.6254 | 0.5043 | 0.27 | -3.265 | -2.632 | 0 | 0 | F | T | F |  | 2019-06-01 |  | F
2__ADESL000 | 2__ADESL000 | Daisy Energy Supply Ltd | DAISY | G |  | _A | Eastern GSP Group | DEFAULT__A |  | C | 0.0012543 | 0 | -2.666 | 0.5239 | 0.4862 | 0.27 | -1.397 | -1.296 | 0 | 0 | F | T | F |  | 2019-06-01 |  | F
2__ADFDL000 | 2__ADFDL000 | Tru Energy Limited | DAFFODIL | G |  | _A | Eastern GSP Group | DEFAULT__A |  | C | 0.0012543 | 0 | -0.16 | 0.4639 | 0.4885 | 0.27 | -0.074 | -0.078 | 0 | 0 | F | T | F |  | 2019-06-01 |  | F
2__ADIRA000 | 2__ADIRA000 | Social Energy Supply Ltd | DIRAC | G |  | _A | Eastern GSP Group | DEFAULT__A |  | C | 0.0012543 | 0 | -0.0054 | 0.5239 | 0.4862 | 0.27 | -0.003 | -0.003 | 0 | 0 | F | T | F |  | 2019-06-01 |  | F
2__ADNRG000 | 2__ADNRG000 | Donnington Energy Limited | DOENERGY | G |  | _A | Eastern GSP Group | DEFAULT__A |  | C | 0.0012543 | 0 | 0 | 0.5239 | 0.4862 | 0.27 | 0 | 0 | 0 | 0 | F | T | F |  | 2019-06-01 |  | F
2__ADRGI000 | UKHC_A | UK Healthcare Corporation Ltd | DENERGI1 | G |  | _A | Eastern GSP Group | DEFAULT__A |  | C | 0.0012543 | 0 | 0 | 0.5239 | 0.4862 | 0.27 | 0 | 0 | 0 | 0 | F | T | F |  | 2019-06-01 |  | F
2__ADUAL000 | 2__ADUAL000 | Dual Energy Direct Limited | DUALENER | G |  | _A | Eastern GSP Group | DEFAULT__A |  | C | 0.0012543 | 0 | -14.468 | 0.5946 | 0.4768 | 0.27 | -8.603 | -6.898 | 0 | 0 | F | T | F |  | 2019-06-01 |  | F
2__AEBES000 | 2__AEBES000 | BES Commercial Electricity Ltd | EBEA | G |  | _A | Eastern GSP Group | DEFAULT__A |  | C | 0.0012543 | 0 | -9.947 | 0.574 | 0.4692 | 0.27 | -5.71 | -4.667 | 0 | 0 | F | T | F |  | 2019-06-01 |  | F
2__AECOA000 | 2__AECOA000 | British Gas Trading Ltd | BRITGAS | G |  | _A | Eastern GSP Group | DEFAULT__A |  | C | 0.0012543 | 56 | 0 | 0.5239 | 0.4862 | 0.27 | 0 | 0 | 15.12 | 15.12 | F | T | F |  | 2019-06-01 |  | F
2__AECON000 | 2__AECON000 | Economy Power | ECON1 | G |  | _A | Eastern GSP Group | DEFAULT__A |  | C | 0.0012543 | 0 | 0 | 0.5239 | 0.4862 | 0.27 | 0 | 0 | 0 | 0 | F | T | F |  | 2019-06-01 |  | F
2__AECOT000 | 2__AECOT000 | The Renewable Energy Co Ltd | RENC | G |  | _A | Eastern GSP Group | DEFAULT__A |  | C | 0.0012543 | 6.1 | -11.98 | 0.6765 | 0.579 | 0.27 | -8.104 | -6.936 | 4.127 | 3.532 | F | T | F |  | 2019-06-01 |  | F
2__AEDDI000 | 2__AEDDI000 | Eddington Energy Supply Ltd | EDDINGTN | G |  | _A | Eastern GSP Group | DEFAULT__A |  | C | 0.0012543 | 0 | -5.2 | 0.5788 | 0.598 | 0.27 | -3.01 | -3.11 | 0 | 0 | F | T | F |  | 2019-06-01 |  | F
2__AEDFE000 | EDFE_Eastern | EDF Energy Customers Ltd | LENCO | G | EAS-EDF01 | _A | Eastern GSP Group | DEFAULT__A |  | C | 0.0012543 | 0 | 0 | 0.5239 | 0.4862 | 0.27 | 0 | 0 | 0 | 0 | F | T | T |  | 2019-06-01 |  | F
2__AEDGE000 | 2__AEDGE000 | Edgware Energy Limited | EDGWARE | G |  | _A | Eastern GSP Group | DEFAULT__A |  | C | 0.0012543 | 0 | 0 | 0.5239 | 0.4862 | 0.27 | 0 | 0 | 0 | 0 | F | T | F |  | 2019-06-01 |  | F
2__AEDIR000 | 2__AEDIR000 | British Gas Trading Ltd | BRITGAS | G | EAS-EDR01 | _A | Eastern GSP Group | DEFAULT__A |  | C | 0.0012543 | 0 | 0 | 0.5239 | 0.4862 | 0.27 | 0 | 0 | 0 | 0 | F | T | T |  | 2019-06-01 |  | F
2__AEELC000 | 2__AEELC000 | E.ON Energy Solutions Limited | PGENERGY | G | EAS-EAS01 | _A | Eastern GSP Group | DEFAULT__A |  | C | 0.0012543 | 0 | -518 | 0.6205 | 0.6262 | 0.27 | -321.419 | -324.372 | 0 | 0 | F | T | T |  | 2019-06-01 |  | F
2__AEENG000 | 2__AEENG000 | E.ON Energy Solutions Limited | PGENERGY | G | EAS-EST01 | _A | Eastern GSP Group | DEFAULT__A |  | C | 0.0012543 | 0 | 0 | 0.5239 | 0.4862 | 0.27 | 0 | 0 | 0 | 0 | F | T | T |  | 2019-06-01 |  | F
2__AEETL000 | EETL in Eastern | OVO Electricity Ltd | OVOE | G |  | _A | Eastern GSP Group | DEFAULT__A |  | C | 0.0012543 | 0 | 0 | 0.5976 | 0.6208 | 0.27 | 0 | 0 | 0 | 0 | F | T | F |  | 2019-06-01 |  | F
2__AEFLS000 | EFLS_A | Effortless Energy Ltd | EENERGY | G |  | _A | Eastern GSP Group | DEFAULT__A |  | C | 0.0012543 | 0 | -0.025 | 0.5341 | 0.5537 | 0.27 | -0.013 | -0.014 | 0 | 0 | F | T | F |  | 2019-06-01 |  | F
2__AEGDX000 | A_EGASELEC | E (GAS AND ELECTRICITY) LTD | LORM | G |  | _A | Eastern GSP Group | DEFAULT__A |  | C | 0.0012543 | 0 | 0 | 0.5239 | 0.4862 | 0.27 | 0 | 0 | 0 | 0 | F | T | F |  | 2019-06-01 |  | F
2__AEGML000 | EGML_A | ECO GREEN MANAGEMENT LIMITED | YGP1 | G |  | _A | Eastern GSP Group | DEFAULT__A |  | C | 0.0012543 | 0 | -0.9716 | 0.5431 | 0.5315 | 0.27 | -0.528 | -0.516 | 0 | 0 | F | T | F |  | 2019-06-01 |  | F
2__AELEC000 | Electraphase_A | ELECTRAPHASE LIMITED | EPHASE | G |  | _A | Eastern GSP Group | DEFAULT__A |  | C | 0.0012543 | 0 | 0 | 0.5239 | 0.4862 | 0.27 | 0 | 0 | 0 | 0 | F | T | F |  | 2019-06-01 |  | F
2__AEMEB000 | 2__AEMEB000 | E.ON Energy Solutions Limited | PGENERGY | G | EAS-PGE01 | _A | Eastern GSP Group | DEFAULT__A |  | C | 0.0012543 | 0 | -286 | 0.6657 | 0.6347 | 0.27 | -190.39 | -181.524 | 0 | 0 | F | T | T |  | 2019-06-01 |  | F
2__AEMZO000 | 2__AEMZO000 | Emzo Energy Supply Ltd | EMZO | G |  | _A | Eastern GSP Group | DEFAULT__A |  | C | 0.0012543 | 0 | 0 | 0.5239 | 0.4862 | 0.27 | 0 | 0 | 0 | 0 | F | T | F |  | 2019-06-01 |  | F
2__AENDC000 | 2__AENDC000 | EPG Energy Limited | EPGNRG | G |  | _A | Eastern GSP Group | DEFAULT__A |  | C | 0.0012543 | 6.1 | -4.1 | -1.1482 | -1.3746 | 0.27 | 4.708 | 5.636 | -7.004 | -8.385 | F | T | F |  | 2019-06-08 |  | F
2__AENDC001 | 2__AENDC001 | EPG Energy Limited | EPGNRG | S |  | _A | Eastern GSP Group | DEFAULT__A |  | C | 0.0012543 | 0 | 0 | 0.5239 | 0.4862 | 0.27 | 0 | 0 | 0 | 0 | F | T | F |  | 2019-06-01 | F | F
2__AENDC002 | 2__AENDC002 | EPG Energy Limited | EPGNRG | S |  | _A | Eastern GSP Group | DEFAULT__A |  | C | 0.0012543 | 22.8 | 0 | 0.5239 | 0.4862 | 0.27 | 0 | 0 | 6.156 | 6.156 | F | T | F |  | 2019-06-01 | F | F
2__AENEC000 | 2__AENEC000 | Eneco Energy Trade | ENECOUK | G |  | _A | Eastern GSP Group | DEFAULT__A |  | C | 0.0012543 | 0 | -6.11 | 0.5079 | 0.3893 | 0.27 | -3.103 | -2.379 | 0 | 0 | F | T | F |  | 2019-06-01 |  | F
2__AENER000 | 2__AENER000 | Simply Your Energy | SUPLENER | G |  | _A | Eastern GSP Group | DEFAULT__A |  | C | 0.0012543 | 0 | 0 | 0.5239 | 0.4862 | 0.27 | 0 | 0 | 0 | 0 | F | T | F |  | 2019-06-01 |  | F
2__AENGQ000 | EnergyQ_A | Eversmart Energy Ltd | ENGQ | G |  | _A | Eastern GSP Group | DEFAULT__A |  | C | 0.0012543 | 0 | 0 | 0.4257 | 0.4457 | 0.27 | 0 | 0 | 0 | 0 | F | T | F |  | 2019-06-01 |  | F
2__AENRD000 | 2__AENRD000 | British Gas Trading Ltd | BRITGAS | G | EAS-ENR01 | _A | Eastern GSP Group | DEFAULT__A |  | C | 0.0012543 | 224 | -216 | 0.218 | 0.0148 | 0.27 | -47.088 | -3.197 | 48.832 | 3.315 | F | T | T |  | 2019-06-01 |  | F
2__AENRD002 | 2__AENRD002 | British Gas Trading Ltd | BRITGAS | S |  | _A | Eastern GSP Group | DEFAULT__A |  | C | 0.0012543 | 77.777 | -1 | 0.5239 | 0.4862 | 0.27 | -0.524 | -0.486 | 40.747 | 37.815 | F | T | F |  | 2019-06-01 | F | F
2__AENRG000 | 2__AENRG000 | Opus Energy Renewables Limited | EVENERGY | G |  | _A | Eastern GSP Group | DEFAULT__A |  | C | 0.0012543 | 17.6 | 0 | 0.5787 | 0.6026 | 0.5857 | 0 | 0 | 10.308 | 10.308 | F | T | F |  | 2019-06-01 |  | F
2__AENRG002 | ENRGA2 | Opus Energy Renewables Limited | EVENERGY | S |  | _A | Eastern GSP Group | DEFAULT__A |  | C | 0.0012543 | 59.06 | 0 | 0.2097 | 0.212 | 0.2104 | 0 | 0 | 12.426 | 12.426 | F | T | F |  | 2019-06-01 | F | F
2__AEOND000 | 2__AEOND000 | E.ON Energy Solutions Limited | PGENERGY | G |  | _A | Eastern GSP Group | DEFAULT__A |  | C | 0.0012543 | 0 | -16 | 0.3632 | 0.3678 | 0.27 | -5.811 | -5.885 | 0 | 0 | F | T | F |  | 2019-06-01 |  | F
2__AEPHH000 | 2__AEPHH000 | Economy Power | ECON1 | G |  | _A | Eastern GSP Group | DEFAULT__A |  | C | 0.0012543 | 0 | 0 | 0.5239 | 0.4862 | 0.27 | 0 | 0 | 0 | 0 | F | T | F |  | 2019-06-01 |  | F
2__AEQUI000 | 2__AEQUI000 | Equinicity Ltd | EQUIN | G |  | _A | Eastern GSP Group | DEFAULT__A |  | C | 0.0012543 | 0 | 0 | 0.5239 | 0.4862 | 0.27 | 0 | 0 | 0 | 0 | F | T | F |  | 2019-06-19 |  | F
2__AESSL000 | 2__AESSL000 | Squeaky Clean Energy Limited | ESSL1015 | G |  | _A | Eastern GSP Group | DEFAULT__A |  | C | 0.0012543 | 0 | -11.608 | 0.616 | 0.1905 | 0.27 | -7.151 | -2.211 | 0 | 0 | F | T | F |  | 2019-06-01 |  | F
2__AEURO000 | 2__AEURO000 | Robin Hood Energy Limited | EUROPA | G |  | _A | Eastern GSP Group | DEFAULT__A |  | C | 0.0012543 | 0 | -8.76 | 0.6208 | 0.6174 | 0.27 | -5.438 | -5.408 | 0 | 0 | F | T | F |  | 2019-06-01 |  | F
2__AEUST000 | 2__AEUST000 | Euston Energy Limited | EUSTON | G |  | _A | Eastern GSP Group | DEFAULT__A |  | C | 0.0012543 | 0 | 0 | 0.5239 | 0.4862 | 0.27 | 0 | 0 | 0 | 0 | F | T | F |  | 2019-06-01 |  | F
2__AEVER000 | 2__AEVER000 | Eversmart Energy Ltd | ENGQ | G |  | _A | Eastern GSP Group | DEFAULT__A |  | C | 0.0012543 | 0 | 0 | 0.5239 | 0.4862 | 0.27 | 0 | 0 | 0 | 0 | F | T | F |  | 2019-06-01 |  | F
2__AEXGL000 | Exelon_A | Exelon Generation Limited | EXGENLIM | G |  | _A | Eastern GSP Group | DEFAULT__A |  | C | 0.0012543 | 32 | -32 | 0.5239 | 0.4862 | 0.27 | -16.765 | -15.558 | 16.765 | 15.558 | F | T | F |  | 2019-06-01 |  | F
2__AFARA000 | 2__AFARA000 | URE Energy Limited | FARADAY | G |  | _A | Eastern GSP Group | DEFAULT__A |  | C | 0.0012543 | 0 | 0 | 0.7313 | 0.6588 | 0.27 | 0 | 0 | 0 | 0 | F | T | F |  | 2019-06-01 |  | F
2__AFARR000 | 2__AFARR000 | Farringdon Energy Limited | FARRINGD | G |  | _A | Eastern GSP Group | DEFAULT__A |  | C | 0.0012543 | 0 | 0 | 0.5239 | 0.4862 | 0.27 | 0 | 0 | 0 | 0 | F | T | F |  | 2019-06-01 |  | F
2__AFLEX000 | 2__AFLEX000 | Flexitricity Limited | FLEXTRCY | G |  | _A | Eastern GSP Group | DEFAULT__A |  | C | 0.0012543 | 0 | 0 | 0.5239 | 0.4862 | 0.27 | 0 | 0 | 0 | 0 | F | T | F |  | 2019-06-01 |  | F
2__AFLEX001 | 2__AFLEX001 | Flexitricity Limited | FLEXTRCY | S | AG-AFLX01 | _A | Eastern GSP Group | DEFAULT__A |  | C | 0.0012543 | 5 | -1 | 0.5239 | 0.4862 | 0.27 | -0.524 | -0.486 | 2.62 | 2.431 | F | T | T |  | 2019-06-01 | F | F
2__AFNRG000 | 2__AFNRG000 | Farmoor Energy Limited | FRENERGY | G |  | _A | Eastern GSP Group | DEFAULT__A |  | C | 0.0012543 | 0 | 0 | 0.5239 | 0.4862 | 0.27 | 0 | 0 | 0 | 0 | F | T | F |  | 2019-06-01 |  | F
2__AFRST000 | 2__AFRST000 | Shell Energy Retail Limited | FRST01 | G |  | _A | Eastern GSP Group | DEFAULT__A |  | C | 0.0012543 | 0 | -59.818 | 0.5559 | 0.5786 | 0.27 | -33.253 | -34.611 | 0 | 0 | F | T | F |  | 2019-06-24 |  | F
2__AFSEN000 | 2__AFSEN000 | F & S Energy Ltd | FSE0001 | G |  | _A | Eastern GSP Group | DEFAULT__A |  | C | 0.0012543 | 18 | 0 | 0.0913 | 0.1741 | 0.1156 | 0 | 0 | 2.081 | 2.081 | F | T | F |  | 2019-06-01 |  | F
2__AFSEN001 | 2__AFSEN001 | F & S Energy Ltd | FSE0001 | S |  | _A | Eastern GSP Group | DEFAULT__A |  | C | 0.0012543 | 48 | 0 | 0.5239 | 0.4862 | 0.27 | 0 | 0 | 12.96 | 12.96 | F | T | F |  | 2019-06-01 | F | F
2__AFXGL000 | 2__AFXGL000 | Foxglove Energy Supply Ltd | FOXGLOVE | G |  | _A | Eastern GSP Group | DEFAULT__A |  | C | 0.0012543 | 0 | -11.817 | 0.5658 | 0.5851 | 0.27 | -6.686 | -6.914 | 0 | 0 | F | T | F |  | 2019-06-01 |  | F
2__AGALE000 | 2__AGALE000 | PLANET 9 ENERGY LTD | GALENA | G |  | _A | Eastern GSP Group | DEFAULT__A |  | C | 0.0012543 | 0 | 0 | 0.5239 | 0.4862 | 0.27 | 0 | 0 | 0 | 0 | F | T | F |  | 2019-06-01 |  | F
2__AGANY000 | 2__AGANY000 | Solarplicity Supply Limited | GANYMEDE | G |  | _A | Eastern GSP Group | DEFAULT__A |  | C | 0.0012543 | 0.08 | -4.608 | 0.5906 | 0.5842 | 0.27 | -2.721 | -2.692 | 0.047 | 0.047 | F | T | F |  | 2019-06-01 |  | F
2__AGESL000 | 2__AGESL000 | SO Energy Trading Limited | GOLD | G |  | _A | Eastern GSP Group | DEFAULT__A |  | C | 0.0012543 | 0 | -17.543 | 0.5487 | 0.5686 | 0.27 | -9.626 | -9.975 | 0 | 0 | F | T | F |  | 2019-06-01 |  | F
2__AGETW000 | 2__AGETW000 | Utilita Energy Limited | UTILITA | G |  | _A | Eastern GSP Group | DEFAULT__A |  | C | 0.0012543 | 0 | -48 | 0.6438 | 0.6407 | 0.27 | -30.902 | -30.754 | 0 | 0 | F | T | F |  | 2019-06-01 |  | F
2__AGLDE000 | 2__AGLDE000 | Golders Energy Limited | GOLDERS | G |  | _A | Eastern GSP Group | DEFAULT__A |  | C | 0.0012543 | 0 | 0 | 0.5239 | 0.4862 | 0.27 | 0 | 0 | 0 | 0 | F | T | F |  | 2019-06-01 |  | F
2__AGMTR000 | 2__AGMTR000 | Gazprom M & T Retail Ltd | GMTR | G |  | _A | Eastern GSP Group | DEFAULT__A |  | C | 0.0012543 | 47.99 | -53.457 | 0.2514 | 0.2509 | 0.27 | -13.439 | -13.412 | 12.065 | 12.041 | F | T | F |  | 2019-07-03 |  | F
2__AGMTX000 | 2__AGMTX000 | Gazprom M & T Retail Ltd | GMTR | G |  | _A | Eastern GSP Group | DEFAULT__A |  | C | 0.0012543 | 0 | 0 | 0.5239 | 0.4862 | 0.27 | 0 | 0 | 0 | 0 | F | T | F |  | 2019-06-19 |  | F
2__AGNRG000 | 2__AGNRG000 | Green Energy (UK) Plc | GRNUKPLC | G |  | _A | Eastern GSP Group | DEFAULT__A |  | C | 0.0012543 | 0 | -2.6 | 0.6632 | 0.6064 | 0.27 | -1.724 | -1.577 | 0 | 0 | F | T | F |  | 2019-06-01 |  | F
2__AGONG000 | 2__AGONG000 | Shell Energy Retail Limited | FRST01 | G |  | _A | Eastern GSP Group | DEFAULT__A |  | C | 0.0012543 | 0 | 0 | 0.5239 | 0.4862 | 0.27 | 0 | 0 | 0 | 0 | F | T | F |  | 2019-06-01 |  | F
2__AHAVE000 | 2__AHAVE000 | Haven Power Ltd | HAVEN | G | EAS-HVN01 | _A | Eastern GSP Group | DEFAULT__A |  | C | 0.0012543 | 38.286 | 0 | 0.5239 | 0.4862 | 0.27 | 0 | 0 | 10.337 | 10.337 | F | T | T |  | 2019-06-01 | F | F
2__AHAWK000 | 2__AHAWK000 | MAXEN POWER SUPPLY LIMITED | HAWKING | G |  | _A | Eastern GSP Group | DEFAULT__A |  | C | 0.0012543 | 0 | 0 | 0.5239 | 0.4862 | 0.27 | 0 | 0 | 0 | 0 | F | T | F |  | 2019-06-01 |  | F
2__AHOLB000 | 2__AHOLB000 | Holborn Energy Limited | HOLBORN | G |  | _A | Eastern GSP Group | DEFAULT__A |  | C | 0.0012543 | 0 | 0 | 0.5239 | 0.4862 | 0.27 | 0 | 0 | 0 | 0 | F | T | F |  | 2019-06-01 |  | F
2__AHOME000 | 2__AHOME000 | ENGIE Power Limited | RWETDL | G |  | _A | Eastern GSP Group | DEFAULT__A |  | C | 0.0012543 | 0 | -10 | 0.5604 | 0.5807 | 0.27 | -5.604 | -5.807 | 0 | 0 | F | T | F |  | 2019-06-01 |  | F
2__AHPOW000 | 2__AHPOW000 | Haven Power Ltd | HAVEN | G | EAS-HPW01 | _A | Eastern GSP Group | DEFAULT__A |  | C | 0.0012543 | 1 | -188 | 0.74 | 0.6116 | 0.27 | -139.12 | -114.981 | 0.74 | 0.612 | F | T | T |  | 2019-06-26 | F | F
2__AHPOW001 | __AHPOW001 | Haven Power Ltd | HAVEN | S |  | _A | Eastern GSP Group | DEFAULT__A |  | C | 0.0012543 | 0 | 0 | 0.5239 | 0.4862 | 0.27 | 0 | 0 | 0 | 0 | F | T | F |  | 2019-06-01 | F | F
2__AHPOW002 | __AHPOW002 | Haven Power Ltd | HAVEN | S |  | _A | Eastern GSP Group | DEFAULT__A |  | C | 0.0012543 | 0 | 0 | 0.5239 | 0.4862 | 0.27 | 0 | 0 | 0 | 0 | F | T | F |  | 2019-06-01 | F | F
2__AHUDG000 | 2__AHUDG000 | Hudson Energy Supply UK Ltd | AMPERE | G |  | _A | Eastern GSP Group | DEFAULT__A |  | C | 0.0012543 | 0 | 0 | 0.5239 | 0.4862 | 0.27 | 0 | 0 | 0 | 0 | F | T | F |  | 2019-06-01 |  | F
2__AHUDS000 | 2__AHUDS000 | Hudson Energy Supply UK Ltd | AMPERE | G |  | _A | Eastern GSP Group | DEFAULT__A |  | C | 0.0012543 | 0 | -18 | 0.66 | 0.4617 | 0.27 | -11.88 | -8.311 | 0 | 0 | F | T | F |  | 2019-07-05 |  | F
2__AHUDS001 | 2__AHUDS001 | Hudson Energy Supply UK Ltd | AMPERE | S |  | _A | Eastern GSP Group | DEFAULT__A |  | C | 0.0012543 | 0 | 0 | 0.5239 | 0.4862 | 0.27 | 0 | 0 | 0 | 0 | F | T | F |  | 2019-06-01 | F | F
2__AHYDE000 | SSE SBMU1 - Eastern GSPG | SSE Electricity Limited | SWEL | G | EAS-SSE01 | _A | Eastern GSP Group | DEFAULT__A |  | C | 0.0012543 | 0 | -0.6 | 0.4932 | 0.4641 | 0.27 | -0.296 | -0.278 | 0 | 0 | F | T | T |  | 2019-06-01 |  | F
2__AIAMP000 | 2__AIAMP000 | AMPowerUK Ltd | INVE | G |  | _A | Eastern GSP Group | DEFAULT__A |  | C | 0.0012543 | 0 | 0 | 0.5239 | 0.4862 | 0.27 | 0 | 0 | 0 | 0 | F | T | F |  | 2019-06-01 |  | F
2__AIMPO000 | 2__AIMPO000 | SSE Energy Supply Limited | SSE | G | EAS-ATL01 | _A | Eastern GSP Group | DEFAULT__A |  | C | 0.0012543 | 0 | -459.8 | 0.718 | 0.5985 | 0.27 | -330.136 | -275.19 | 0 | 0 | F | T | T |  | 2019-06-01 |  | F
2__AINDE000 | INDE EASTERN | Npower Direct Limited | NITTWO01 | G | EAS-INE01 | _A | Eastern GSP Group | DEFAULT__A |  | C | 0.0012543 | 0 | -20.094 | 0.5853 | 0.493 | 0.27 | -11.761 | -9.906 | 0 | 0 | F | T | T |  | 2019-06-01 |  | F
2__AINVE000 | INVE_A | AMPowerUK Ltd | INVE | G |  | _A | Eastern GSP Group | DEFAULT__A |  | C | 0.0012543 | 0 | -2.285 | 0.4259 | 0.2584 | 0.27 | -0.973 | -0.59 | 0 | 0 | F | T | F |  | 2019-06-01 |  | F
2__AIRES000 | EAS-IRS01 | Octopus Energy Limited | MERCURY | G |  | _A | Eastern GSP Group | DEFAULT__A |  | C | 0.0012543 | 0 | 0 | 0.5239 | 0.4862 | 0.27 | 0 | 0 | 0 | 0 | F | T | F |  | 2019-07-17 |  | F
2__AIRID000 | 2__AIRID000 | PFP Energy Supplies Limited | IRIDIUM | G |  | _A | Eastern GSP Group | DEFAULT__A |  | C | 0.0012543 | 0 | -7.4 | 0.5574 | 0.5762 | 0.27 | -4.125 | -4.264 | 0 | 0 | F | T | F |  | 2019-06-01 |  | F
2__AJERE000 | 2__AJERE000 | Hudson Energy Supply UK Ltd | AMPERE | G | AJERE000 | _A | Eastern GSP Group | DEFAULT__A |  | C | 0.0012543 | 0 | -10 | 0.5732 | 0.5964 | 0.27 | -5.732 | -5.964 | 0 | 0 | F | T | F |  | 2019-07-18 |  | F
2__AKENS000 | 2__AKENS000 | Kensington Power Limited | KENSINGT | G |  | _A | Eastern GSP Group | DEFAULT__A |  | C | 0.0012543 | 0 | -12.4 | 0.6399 | 0.4773 | 0.27 | -7.935 | -5.919 | 0 | 0 | F | T | F |  | 2019-06-01 |  | F
2__ALIGH000 | 2__ALIGH000 | MVV Environment Services Ltd | LIGHTNIN | G |  | _A | Eastern GSP Group | DEFAULT__A |  | C | 0.0012543 | 0 | 0 | 0.5239 | 0.4862 | 0.27 | 0 | 0 | 0 | 0 | F | T | F |  | 2019-06-01 |  | F
2__ALILY000 | 2__ALILY000 | Delta Gas And Power Ltd | LILY | G |  | _A | Eastern GSP Group | DEFAULT__A |  | C | 0.0012543 | 0 | 0 | 0.5239 | 0.4862 | 0.27 | 0 | 0 | 0 | 0 | F | T | F |  | 2019-06-01 |  | F
2__ALIME000 | 2__ALIME000 | Limejump Energy Limited | ANGEL | G | AG-ALIM01 | _A | Eastern GSP Group | DEFAULT__A |  | C | 0.0012543 | 40 | 0 | 0.5239 | 0.4862 | 0.27 | 0 | 0 | 10.8 | 10.8 | F | T | T |  | 2019-06-01 |  | F
2__ALOND000 | LE Default BMUid EELC | EDF Energy Customers Ltd | LENCO | G | EAS-LON01 | _A | Eastern GSP Group | DEFAULT__A |  | C | 0.0012543 | 0 | -682.098 | 0.7683 | 0.6486 | 0.27 | -524.056 | -442.409 | 0 | 0 | F | T | T |  | 2019-06-19 |  | F
2__ALORM000 | Lorimer_A | E (GAS AND ELECTRICITY) LTD | LORM | G |  | _A | Eastern GSP Group | DEFAULT__A |  | C | 0.0012543 | 0 | -6.3 | 0.5777 | 0.5999 | 0.27 | -3.64 | -3.779 | 0 | 0 | F | T | F |  | 2019-07-01 |  | F
2__ALUME000 | 2__ALUME000 | GNERGY Limited | LUMA | G |  | _A | Eastern GSP Group | DEFAULT__A |  | C | 0.0012543 | 0 | 0 | 0.5543 | 0.5761 | 0.27 | 0 | 0 | 0 | 0 | F | T | F |  | 2019-06-01 |  | F
2__ALUMO000 | 2__ALUMO000 | OVO Electricity Ltd | OVOE | G |  | _A | Eastern GSP Group | DEFAULT__A |  | C | 0.0012543 | 0 | 0 | 0.552 | 0.5768 | 0.27 | 0 | 0 | 0 | 0 | F | T | F |  | 2019-06-01 |  | F
2__ALVDR000 | 2__ALVDR000 | ESB ENERGY LTD | LAVENDER | G |  | _A | Eastern GSP Group | DEFAULT__A |  | C | 0.0012543 | 0 | -6.11 | 0.471 | 0.4817 | 0.27 | -2.878 | -2.943 | 0 | 0 | F | T | F |  | 2019-06-01 |  | F
2__AMAEL000 | 2__AMAEL000 | MA Energy Limited | MA200308 | G |  | _A | Eastern GSP Group | DEFAULT__A |  | C | 0.0012543 | 0 | -2 | 0.5239 | 0.4862 | 0.27 | -1.048 | -0.972 | 0 | 0 | F | T | F |  | 2019-06-01 |  | F
2__AMAET000 | MA Energy Ltd | MA Energy Limited | MA200308 | G |  | _A | Eastern GSP Group | DEFAULT__A |  | C | 0.0012543 | 0 | 0 | 0.5239 | 0.4862 | 0.27 | 0 | 0 | 0 | 0 | F | T | F |  | 2019-06-01 |  | F
2__AMAGN000 | 2__AMAGN000 | Orsted Power Sales (UK) Ltd | MAGNETIC | G |  | _A | Eastern GSP Group | DEFAULT__A |  | C | 0.0012543 | 5 | -104 | 0.7917 | 0.6687 | 0.27 | -82.337 | -69.545 | 3.959 | 3.344 | F | T | F |  | 2019-06-01 |  | F
2__AMAIN000 | MAIN_A | e2m - energy trading ltd | MAIN | G |  | _A | Eastern GSP Group | DEFAULT__A |  | C | 0.0012543 | 4.974 | 0 | 0.5239 | 0.4862 | 0.27 | 0 | 0 | 1.343 | 1.343 | F | T | F |  | 2019-06-01 |  | F
2__AMANW000 | 2__AMANW000 | SP Energy Retail Ltd | SPSUP01 | G | EAS-MNW01 | _A | Eastern GSP Group | DEFAULT__A |  | C | 0.0012543 | 0 | -1 | 0.5239 | 0.4862 | 0.27 | -0.524 | -0.486 | 0 | 0 | F | T | F |  | 2019-06-01 |  | F
2__AMARB000 | 2__AMARB000 | Marble Power Limited | MARBLE | G |  | _A | Eastern GSP Group | DEFAULT__A |  | C | 0.0012543 | 0 | -4 | 0.6073 | 0.2081 | 0.27 | -2.429 | -0.832 | 0 | 0 | F | T | F |  | 2019-06-01 |  | F
2__AMARI000 | 2__AMARI000 | LOGICOR ENERGY LTD | MARIGOLD | G |  | _A | Eastern GSP Group | DEFAULT__A |  | C | 0.0012543 | 0 | 0 | 0.5239 | 0.4862 | 0.27 | 0 | 0 | 0 | 0 | F | T | F |  | 2019-06-01 |  | F
2__AMATT000 | MATT_A | Mattina Limited | MATT | G |  | _A | Eastern GSP Group | DEFAULT__A |  | C | 0.0012543 | 0 | 0 | 0.5239 | 0.4862 | 0.27 | 0 | 0 | 0 | 0 | F | T | F |  | 2019-06-01 |  | F
2__AMIDE000 | NPEC Eastern Area MIDE | Npower Limited | NPOWER01 | G | EAS-MID01 | _A | Eastern GSP Group | DEFAULT__A |  | C | 0.0012543 | 0 | -46.656 | 0.5675 | 0.5885 | 0.27 | -26.477 | -27.457 | 0 | 0 | F | T | T |  | 2019-06-01 |  | F
2__AMINT000 | 2__AMINT000 | Toucan Energy Limited | MINT | G |  | _A | Eastern GSP Group | DEFAULT__A |  | C | 0.0012543 | 0 | 0 | 0.5239 | 0.4862 | 0.27 | 0 | 0 | 0 | 0 | F | T | F |  | 2019-06-01 |  | F
2__AMISS000 | MISS_A | MISSISSIPPI ENERGY LIMITED | MISS | G |  | _A | Eastern GSP Group | DEFAULT__A |  | C | 0.0012543 | 0 | 0 | 0.5239 | 0.4862 | 0.27 | 0 | 0 | 0 | 0 | F | T | F |  | 2019-06-01 |  | F
2__AMONT000 | 2__AMONT000 | Monument Energy Limited | MONUMENT | G |  | _A | Eastern GSP Group | DEFAULT__A |  | C | 0.0012543 | 0 | -12.4 | 0.3714 | 0.3823 | 0.27 | -4.605 | -4.741 | 0 | 0 | F | T | F |  | 2019-06-01 |  | F
2__AMRCY000 | 2__AMRCY000 | Octopus Energy Limited | MERCURY | G |  | _A | Eastern GSP Group | DEFAULT__A |  | C | 0.0012543 | 0 | -61.105 | 0.4228 | 0.4406 | 0.27 | -25.835 | -26.923 | 0 | 0 | F | T | F |  | 2019-06-01 |  | F
2__AMTRL000 | 2__AMTRL000 | BROOK GREEN TRADING LIMITED | MISTRAL | G |  | _A | Eastern GSP Group | DEFAULT__A |  | C | 0.0012543 | 0 | -12.8 | 0.5486 | 0.363 | 0.27 | -7.022 | -4.646 | 0 | 0 | F | T | F |  | 2019-06-01 |  | F
2__ANATP000 | NPEC Eastern Area NATP | Npower Limited | NPOWER01 | G | EAS-NPE01 | _A | Eastern GSP Group | DEFAULT__A |  | C | 0.0012543 | 0 | -462.514 | 0.6362 | 0.4671 | 0.27 | -294.251 | -216.04 | 0 | 0 | F | T | T |  | 2019-06-01 |  | F
2__ANCKL000 | 2__ANCKL000 | SSE Electricity Limited | SWEL | G |  | _A | Eastern GSP Group | DEFAULT__A |  | C | 0.0012543 | 0 | -1.006 | 0.576 | 0.599 | 0.27 | -0.579 | -0.603 | 0 | 0 | F | T | F |  | 2019-06-01 |  | F
2__ANEEB000 | 2__ANEEB000 | NPower Northern Supply Ltd | NEEB | G | EAS-NEE01 | _A | Eastern GSP Group | DEFAULT__A |  | C | 0.0012543 | 0 | -223.932 | 0.5724 | 0.5835 | 0.27 | -128.179 | -130.664 | 0 | 0 | F | T | T |  | 2019-06-01 |  | F
2__ANEVA000 | NEVA_A | NEVADA ENERGY LIMITED | NEVA | G |  | _A | Eastern GSP Group | DEFAULT__A |  | C | 0.0012543 | 0 | 0 | 0.5239 | 0.4862 | 0.27 | 0 | 0 | 0 | 0 | F | T | F |  | 2019-06-01 |  | F
2__ANEWP000 | 2__ANEWP000 | Shell Energy Supply UK Ltd | NEWPORT | G |  | _A | Eastern GSP Group | DEFAULT__A |  | C | 0.0012543 | 7.992 | -9.748 | 0.5494 | 0.5507 | 0.27 | -5.356 | -5.368 | 4.391 | 4.401 | F | T | F |  | 2019-06-01 |  | F
2__ANORW000 | 2__ANORW000 | E.ON Energy Solutions Limited | PGENERGY | G | EAS-NWP01 | _A | Eastern GSP Group | DEFAULT__A |  | C | 0.0012543 | 0 | -4 | 0.5699 | 0.588 | 0.27 | -2.28 | -2.352 | 0 | 0 | F | T | T |  | 2019-06-01 |  | F
2__ANUCE000 | 2__ANUCE000 | NDA | MAGNOX | G | EAS-MEC01 | _A | Eastern GSP Group | DEFAULT__A |  | C | 0.0012543 | 0 | 0 | 0.5239 | 0.4862 | 0.27 | 0 | 0 | 0 | 0 | F | T | F |  | 2019-06-01 |  | F
2__AOGAS000 | 2__AOGAS000 | British Gas Trading Ltd | BRITGAS | G |  | _A | Eastern GSP Group | DEFAULT__A |  | C | 0.0012543 | 0 | -1.652 | 0.5239 | 0.4862 | 0.27 | -0.865 | -0.803 | 0 | 0 | F | T | F |  | 2019-06-01 |  | F
2__AOPAL000 | 2__AOPAL000 | Avid Energy | OPAL0516 | G |  | _A | Eastern GSP Group | DEFAULT__A |  | C | 0.0012543 | 0 | 0 | 0.5239 | 0.4862 | 0.27 | 0 | 0 | 0 | 0 | F | T | F |  | 2019-06-01 |  | F
2__AOREB000 | 2__AOREB000 | MoneyPlus Energy Limited | OREBA | G |  | _A | Eastern GSP Group | DEFAULT__A |  | C | 0.0012543 | 0 | 0 | 0.5239 | 0.4862 | 0.27 | 0 | 0 | 0 | 0 | F | T | F |  | 2019-06-01 |  | F
2__AOREG000 | OREG_A | OREGON ENERGY LIMITED | OREG | G |  | _A | Eastern GSP Group | DEFAULT__A |  | C | 0.0012543 | 0 | 0 | 0.5239 | 0.4862 | 0.27 | 0 | 0 | 0 | 0 | F | T | F |  | 2019-06-01 |  | F
2__AOSMI000 | 2__AOSMI000 | BRISTOL NRG TEC&SERV(SUPP) LTD | OSMIUM | G |  | _A | Eastern GSP Group | DEFAULT__A |  | C | 0.0012543 | 0 | -4.852 | 0.6313 | 0.6379 | 0.27 | -3.063 | -3.095 | 0 | 0 | F | T | F |  | 2019-06-01 |  | F
2__AOVAL000 | 2__AOVAL000 | Oval Energy Limited | OVAL | G |  | _A | Eastern GSP Group | DEFAULT__A |  | C | 0.0012543 | 0 | 0 | 0.5239 | 0.4862 | 0.27 | 0 | 0 | 0 | 0 | F | T | F |  | 2019-06-01 |  | F
2__AOVOE000 | 2__AOVOE000 | OVO Electricity Ltd | OVOE | G |  | _A | Eastern GSP Group | DEFAULT__A |  | C | 0.0012543 | 0 | -86.412 | 0.5761 | 0.5993 | 0.27 | -49.782 | -51.787 | 0 | 0 | F | T | F |  | 2019-07-03 |  | F
2__AOXPO000 | 2__AOXPO000 | Opus Energy Limited | OXFPOWER | G |  | _A | Eastern GSP Group | DEFAULT__A |  | C | 0.0012543 | 0 | -62.54 | 0.5913 | 0.4686 | 0.27 | -36.98 | -29.306 | 0 | 0 | F | T | F |  | 2019-07-03 |  | F
2__APADD000 | 2__APADD000 | Paddington Power Limited | PADDINGT | G |  | _A | Eastern GSP Group | DEFAULT__A |  | C | 0.0012543 | 0 | 0 | 0.5239 | 0.4862 | 0.27 | 0 | 0 | 0 | 0 | F | T | F |  | 2019-06-01 |  | F
2__APALL000 | 2__APALL000 | Palladium Energy Supply Ltd | PALLAD | G |  | _A | Eastern GSP Group | DEFAULT__A |  | C | 0.0012543 | 0 | 0 | 0.5239 | 0.4862 | 0.27 | 0 | 0 | 0 | 0 | F | T | F |  | 2019-06-01 |  | F
2__APERL000 | 2__APERL000 | PERLE ENERGY LIMITED | PERLE | G |  | _A | Eastern GSP Group | DEFAULT__A |  | C | 0.0012543 | 0 | 0 | 0.5239 | 0.4862 | 0.27 | 0 | 0 | 0 | 0 | F | T | F |  | 2019-06-01 |  | F
2__APGEN000 | 2__APGEN000 | E.ON UK plc | POWERGEN | G | EAS-PGU01 | _A | Eastern GSP Group | DEFAULT__A |  | C | 0.0012543 | 0 | -232.932 | 0.6467 | 0.4239 | 0.27 | -150.637 | -98.74 | 0 | 0 | F | T | T |  | 2019-06-19 |  | F
2__APILO000 | 2__APILO000 | Tonik Energy Limited | PILO1015 | G |  | _A | Eastern GSP Group | DEFAULT__A |  | C | 0.0012543 | 0 | -7.53 | 0.5507 | 0.5689 | 0.27 | -4.147 | -4.284 | 0 | 0 | F | T | F |  | 2019-06-01 |  | F
2__APION000 | 2__APION000 | Igloo Energy Supply Limited | PION1015 | G |  | _A | Eastern GSP Group | DEFAULT__A |  | C | 0.0012543 | 0 | -2.6902 | 0.3783 | 0.3874 | 0.27 | -1.018 | -1.042 | 0 | 0 | F | T | F |  | 2019-06-01 |  | F
2__APIRO000 | 2__APIRO000 | Pirranello Energy Supply Ltd | PIRANELO | G |  | _A | Eastern GSP Group | DEFAULT__A |  | C | 0.0012543 | 0 | 0 | 0.5239 | 0.4862 | 0.27 | 0 | 0 | 0 | 0 | F | T | F |  | 2019-06-01 |  | F
2__APOWQ000 | PowerQ_A | Hartree Partners Supply UK | POWQ | G |  | _A | Eastern GSP Group | DEFAULT__A |  | C | 0.0012543 | 0 | 0 | 0.5239 | 0.4862 | 0.27 | 0 | 0 | 0 | 0 | F | T | F |  | 2019-06-01 |  | F
2__APROZ000 | PROZ_A | Dyce Energy Ltd | PROZ | G |  | _A | Eastern GSP Group | DEFAULT__A |  | C | 0.0012543 | 0 | 0 | 0.5239 | 0.4862 | 0.27 | 0 | 0 | 0 | 0 | F | T | F |  | 2019-06-01 |  | F
2__APSUK000 | NPEC Eastern Area PSUK | Npower Limited | NPOWER01 | G |  | _A | Eastern GSP Group | DEFAULT__A |  | C | 0.0012543 | 0 | -8.838 | 0.5983 | 0.6203 | 0.27 | -5.288 | -5.482 | 0 | 0 | F | T | F |  | 2019-06-01 |  | F
2__APURE000 | 2__APURE000 | Good Energy Limited | PURE | G |  | _A | Eastern GSP Group | DEFAULT__A |  | C | 0.0012543 | 7.4 | -3.9 | 0.0568 | -0.0398 | 0.27 | -0.222 | 0.155 | 0.42 | -0.295 | F | T | F |  | 2019-06-01 |  | F
2__APUTY000 | 2__APUTY000 | Putney Energy Limited | PUTNEY | G |  | _A | Eastern GSP Group | DEFAULT__A |  | C | 0.0012543 | 0 | 0 | 0.5239 | 0.4862 | 0.27 | 0 | 0 | 0 | 0 | F | T | F |  | 2019-06-01 |  | F
2__AQEEN000 | 2__AQEEN000 | GoTo Energy (UK) Limited | QUEENS | G |  | _A | Eastern GSP Group | DEFAULT__A |  | C | 0.0012543 | 0 | 0 | 0.5239 | 0.4862 | 0.27 | 0 | 0 | 0 | 0 | F | T | F |  | 2019-06-01 |  | F
2__ARAYL000 | 2__ARAYL000 | Victory Energy Supply Limited | RAYLEIGH | G |  | _A | Eastern GSP Group | DEFAULT__A |  | C | 0.0012543 | 0 | 0 | 0.5239 | 0.4862 | 0.27 | 0 | 0 | 0 | 0 | F | T | F |  | 2019-06-01 |  | F
2__AREGE000 | 2__AREGE000 | Bulb Energy | REGENT | G |  | _A | Eastern GSP Group | DEFAULT__A |  | C | 0.0012543 | 0 | -158 | 0.5167 | 0.5314 | 0.27 | -81.639 | -83.961 | 0 | 0 | F | T | F |  | 2019-06-01 |  | F
2__ARENC000 | 2__ARENC000 | The Renewable Energy Co Ltd | RENC | G | EAS-RNW01 | _A | Eastern GSP Group | DEFAULT__A |  | C | 0.0012543 | 0 | 0 | 0.5239 | 0.4862 | 0.27 | 0 | 0 | 0 | 0 | F | T | F |  | 2019-06-01 |  | F
2__ARHOD000 | 2__ARHOD000 | Utilita Energy Limited | UTILITA | G |  | _A | Eastern GSP Group | DEFAULT__A |  | C | 0.0012543 | 0 | -0.058 | 0.46 | 0.4788 | 0.27 | -0.027 | -0.028 | 0 | 0 | F | T | F |  | 2019-06-01 |  | F
2__AROSE000 | 2__AROSE000 | Gas & Power Ltd TA Gulf G & P | ROSE | G |  | _A | Eastern GSP Group | DEFAULT__A |  | C | 0.0012543 | 0 | -0.194 | 0.3913 | 0.3957 | 0.27 | -0.076 | -0.077 | 0 | 0 | F | T | F |  | 2019-06-01 |  | F
2__ARUTH000 | 2__ARUTH000 | Rutherford Energy Supply Ltd | RUTHRFRD | G |  | _A | Eastern GSP Group | DEFAULT__A |  | C | 0.0012543 | 0 | 0 | 0.5239 | 0.4862 | 0.27 | 0 | 0 | 0 | 0 | F | T | F |  | 2019-06-01 |  | F
2__ARWED000 | 2__ARWED000 | ENGIE Power Limited | RWETDL | G | EAS-GDF01 | _A | Eastern GSP Group | DEFAULT__A |  | C | 0.0012543 | 80 | -98 | 0.4182 | 0.0714 | 0.27 | -40.984 | -6.997 | 33.456 | 5.712 | F | T | T |  | 2019-06-01 |  | F
2__ASANT000 | 2__ASANT000 | Nabuh Energy Limited | SANT1015 | G |  | _A | Eastern GSP Group | DEFAULT__A |  | C | 0.0012543 | 0 | -1.306 | 0.4889 | 0.5022 | 0.27 | -0.639 | -0.656 | 0 | 0 | F | T | F |  | 2019-06-01 |  | F
2__ASAPH000 | 2__ASAPH000 | ElectroRoute Energy Limited | SAPHIR | G |  | _A | Eastern GSP Group | DEFAULT__A |  | C | 0.0012543 | 0 | -2.205 | 0.5239 | 0.4862 | 0.27 | -1.155 | -1.072 | 0 | 0 | F | T | F |  | 2019-06-28 |  | F
2__ASATU000 | 2__ASATU000 | Satus Energy Limited | SATUS | G |  | _A | Eastern GSP Group | DEFAULT__A |  | C | 0.0012543 | 0 | 0 | 0.5239 | 0.4862 | 0.27 | 0 | 0 | 0 | 0 | F | T | F |  | 2019-06-01 |  | F
2__ASCAF000 | 2__ASCAF000 | Valda Energy Limited | SCAFELL | G |  | _A | Eastern GSP Group | DEFAULT__A |  | C | 0.0012543 | 0 | 0 | 0.5239 | 0.4862 | 0.27 | 0 | 0 | 0 | 0 | F | T | F |  | 2019-06-01 |  | F
2__ASEEB000 | 2__ASEEB000 | EDF Energy Customers Ltd | LENCO | G | EAS-SEE01 | _A | Eastern GSP Group | DEFAULT__A |  | C | 0.0012543 | 0 | -6 | 0.7482 | 0.6731 | 0.27 | -4.489 | -4.039 | 0 | 0 | F | T | T |  | 2019-06-01 |  | F
2__ASEEE000 | 2__ASEEE000 | Shell Energy Europe Limited | SHELL2 | G |  | _A | Eastern GSP Group | DEFAULT__A |  | C | 0.0012543 | 8 | -4 | 0.5239 | 0.4862 | 0.27 | -2.096 | -1.945 | 4.191 | 3.89 | F | T | F |  | 2019-06-01 |  | F
2__ASIMC000 | 2__ASIMC000 | SIMCOE ENERGY LIMITED | SIMCOE | G |  | _A | Eastern GSP Group | DEFAULT__A |  | C | 0.0012543 | 0 | 0 | 0.5239 | 0.4862 | 0.27 | 0 | 0 | 0 | 0 | F | T | F |  | 2019-06-01 |  | F
2__ASING000 | SING_A | United Gas & Power Trading Ltd | SING | G |  | _A | Eastern GSP Group | DEFAULT__A |  | C | 0.0012543 | 0 | -0.6 | 0.5239 | 0.4862 | 0.27 | -0.314 | -0.292 | 0 | 0 | F | T | F |  | 2019-06-01 |  | F
2__ASINQ000 | Sinq_A | Sinq Power Ltd | SINQ | G |  | _A | Eastern GSP Group | DEFAULT__A |  | C | 0.0012543 | 0 | -4.84 | 0.5903 | 0.5075 | 0.27 | -2.857 | -2.456 | 0 | 0 | F | T | F |  | 2019-07-18 |  | F
2__ASIRO000 | 2__ASIRO000 | Hudson Energy Supply UK Ltd | AMPERE | G |  | _A | Eastern GSP Group | DEFAULT__A |  | C | 0.0012543 | 0 | 0 | 0.5239 | 0.4862 | 0.27 | 0 | 0 | 0 | 0 | F | T | F |  | 2019-06-01 |  | F
2__ASKLN000 | 2__ASKLN000 | Skylane Energy Supply Ltd | SKYLANE | G |  | _A | Eastern GSP Group | DEFAULT__A |  | C | 0.0012543 | 0 | 0 | 0.5239 | 0.4862 | 0.27 | 0 | 0 | 0 | 0 | F | T | F |  | 2019-06-01 |  | F
2__ASLVR000 | 2__ASLVR000 | CNG Electricity Limited | SILVER | G |  | _A | Eastern GSP Group | DEFAULT__A |  | C | 0.0012543 | 0.022 | -0.004 | 0.5239 | 0.4862 | 0.27 | -0.002 | -0.002 | 0.012 | 0.011 | F | T | F |  | 2019-06-01 |  | F
2__ASMAR000 | 2__ASMAR000 | Smartestenergy Limited | SMARTEST | G | EAS-SEL01 | _A | Eastern GSP Group | DEFAULT__A |  | C | 0.0012543 | 272 | -76 | 0.2078 | 0.2758 | 0.27 | -15.793 | -20.961 | 56.522 | 75.018 | F | T | T |  | 2019-06-01 |  | F
2__ASNFR000 | 2__ASNFR000 | Sunflower Energy Supply Ltd | SUNFLOWE | G |  | _A | Eastern GSP Group | DEFAULT__A |  | C | 0.0012543 | 0 | 0 | 0.5239 | 0.4862 | 0.27 | 0 | 0 | 0 | 0 | F | T | F |  | 2019-06-01 |  | F
2__ASOUT000 | SE SBMU1 - Eastern GSPG | SSE Electricity Limited | SWEL | G | EAS-STH01 | _A | Eastern GSP Group | DEFAULT__A |  | C | 0.0012543 | 0 | -270 | 0.5658 | 0.5872 | 0.27 | -152.766 | -158.544 | 0 | 0 | F | T | T |  | 2019-06-01 |  | F
2__ASPAL000 | 2__ASPAL000 | Home Energy Trading Ltd | SPALT | G |  | _A | Eastern GSP Group | DEFAULT__A |  | C | 0.0012543 | 0 | -0.002 | 0.5239 | 0.4862 | 0.27 | -0.001 | -0.001 | 0 | 0 | F | T | F |  | 2019-06-01 |  | F
2__ASPOW000 | 2__ASPOW000 | SP Energy Retail Ltd | SPSUP01 | G | EAS-SPC01 | _A | Eastern GSP Group | DEFAULT__A |  | C | 0.0012543 | 0 | -350 | 0.7609 | 0.6899 | 0.27 | -266.315 | -241.465 | 0 | 0 | F | T | T |  | 2019-06-01 |  | F
2__ASPRK000 | 2__ASPRK000 | OVO Electricity Ltd | OVOE | G |  | _A | Eastern GSP Group | DEFAULT__A |  | C | 0.0012543 | 0 | -14.06 | 0.5927 | 0.6124 | 0.27 | -8.333 | -8.61 | 0 | 0 | F | T | F |  | 2019-06-01 |  | F
2__ASQKY000 | 2__ASQKY000 | Squeaky Clean Energy Limited | ESSL1015 | G |  | _A | Eastern GSP Group | DEFAULT__A |  | C | 0.0012543 | 0 | 0 | 0.5239 | 0.4862 | 0.27 | 0 | 0 | 0 | 0 | F | T | F |  | 2019-07-17 |  | F
2__ASTAT000 | STAT A Eastern | Statkraft Markets Gmbh | STATKRA1 | G |  | _A | Eastern GSP Group | DEFAULT__A |  | C | 0.0012543 | 140 | 0 | 0.2449 | 0.2497 | 0.2463 | 0 | 0 | 34.482 | 34.482 | F | T | F |  | 2019-06-01 |  | F
2__ASWAE000 | SWA SBMU1 - Eastern GSPG | SSE Electricity Limited | SWEL | G | EAS-SWA01 | _A | Eastern GSP Group | DEFAULT__A |  | C | 0.0012543 | 0 | -1.2 | 0.588 | 0.6078 | 0.27 | -0.706 | -0.729 | 0 | 0 | F | T | T |  | 2019-06-01 |  | F
2__ASWDP000 | 2__ASWDP000 | Snowdrop Energy Supply Ltd | SNOWDROP | G |  | _A | Eastern GSP Group | DEFAULT__A |  | C | 0.0012543 | 0.206 | 0 | 0.525 | 0.5458 | 0.5313 | 0 | 0 | 0.109 | 0.109 | F | T | F |  | 2019-06-01 |  | F
2__ASWEB000 | SWEB Default BMUid EELC | EDF Energy Customers Ltd | LENCO | G | EAS-SWT01 | _A | Eastern GSP Group | DEFAULT__A |  | C | 0.0012543 | 0 | -4 | 0.5965 | 0.628 | 0.27 | -2.386 | -2.512 | 0 | 0 | F | T | T |  | 2019-06-01 |  | F
2__ASWEL000 | SWL SBMU1 - Eastern GSPG | SSE Electricity Limited | SWEL | G |  | _A | Eastern GSP Group | DEFAULT__A |  | C | 0.0012543 | 0 | 0 | 0.5239 | 0.4862 | 0.27 | 0 | 0 | 0 | 0 | F | T | F |  | 2019-06-01 |  | F
2__ASYMB000 | 2__ASYMB000 | Symbio Energy Ltd | SYMBIO18 | G | EAS-SYM01 | _A | Eastern GSP Group | DEFAULT__A |  | C | 0.0012543 | 0 | -0.114 | 0.5239 | 0.4862 | 0.27 | -0.06 | -0.055 | 0 | 0 | F | T | T |  | 2019-06-01 |  | F
2__ATEMP000 | 2__ATEMP000 | Temple Energy Limited | TEMPLE | G |  | _A | Eastern GSP Group | DEFAULT__A |  | C | 0.0012543 | 0 | 0 | 0.5239 | 0.4862 | 0.27 | 0 | 0 | 0 | 0 | F | T | F |  | 2019-06-01 |  | F
2__ATEXA000 | TEXA_A | AVRO COMMERCIAL ENERGY | TEXA | G |  | _A | Eastern GSP Group | DEFAULT__A |  | C | 0.0012543 | 0 | 0 | 0.5239 | 0.4862 | 0.27 | 0 | 0 | 0 | 0 | F | T | F |  | 2019-06-01 |  | F
2__ATGPL000 | 2__ATGPL000 | Total Gas & Power Ltd | TFEGP | G | EAS-TFE01 | _A | Eastern GSP Group | DEFAULT__A |  | C | 0.0012543 | 132 | -220 | 0.4791 | 0.2375 | 0.27 | -105.402 | -52.25 | 63.241 | 31.35 | F | T | T |  | 2019-06-01 |  | F
2__ATHLE000 | 2__ATHLE000 | Orbit Energy Limited | THISTLE | G |  | _A | Eastern GSP Group | DEFAULT__A |  | C | 0.0012543 | 0 | 0 | 0.387 | 0.3971 | 0.27 | 0 | 0 | 0 | 0 | F | T | F |  | 2019-06-01 |  | F
2__ATHRE000 | 2__ATHRE000 | Corona Energy Retail 4 Limited | SUPELEC3 | G |  | _A | Eastern GSP Group | DEFAULT__A |  | C | 0.0012543 | 0 | -11 | 0.5909 | 0.3978 | 0.27 | -6.5 | -4.376 | 0 | 0 | F | T | F |  | 2019-06-01 |  | F
2__ATILL000 | 2__ATILL000 | TILLICUM ENERGY LIMITED | TILLICUM | G |  | _A | Eastern GSP Group | DEFAULT__A |  | C | 0.0012543 | 0 | 0 | 0.5239 | 0.4862 | 0.27 | 0 | 0 | 0 | 0 | F | T | F |  | 2019-06-01 |  | F
2__ATLWD000 | 2__ATLWD000 | BRUNTWOOD ENERGY SERVICES LTD | TAILWIND | G |  | _A | Eastern GSP Group | DEFAULT__A |  | C | 0.0012543 | 0 | -0.028 | 0.5239 | 0.4862 | 0.27 | -0.015 | -0.014 | 0 | 0 | F | T | F |  | 2019-06-01 |  | F
2__ATNDO000 | 2__ATNDO000 | Pozitive Energy Limited | TORNADO | G |  | _A | Eastern GSP Group | DEFAULT__A |  | C | 0.0012543 | 0 | -34 | 0.6292 | 0.5161 | 0.27 | -21.393 | -17.547 | 0 | 0 | F | T | F |  | 2019-06-01 |  | F
2__ATOGO000 | 2__ATOGO000 | TOGETHER ENERGY SUPPLY LIMITED | AZACCA | G |  | _A | Eastern GSP Group | DEFAULT__A |  | C | 0.0012543 | 0 | 0 | 0.5239 | 0.4862 | 0.27 | 0 | 0 | 0 | 0 | F | T | F |  | 2019-06-01 |  | F
2__ATONB000 | 2__ATONB000 | Tonik Energy Limited | PILO1015 | G |  | _A | Eastern GSP Group | DEFAULT__A |  | C | 0.0012543 | 0 | 0 | 0.5239 | 0.4862 | 0.27 | 0 | 0 | 0 | 0 | F | T | F |  | 2019-06-01 |  | F
2__ATOTO000 | 2__ATOTO000 | TOTO Energy Limited | COVENT | G |  | _A | Eastern GSP Group | DEFAULT__A |  | C | 0.0012543 | 0 | 0 | 0.5239 | 0.4862 | 0.27 | 0 | 0 | 0 | 0 | F | T | F |  | 2019-06-01 |  | F
2__ATRAM000 | Tramonto_A | Switch Business Gas and Power | TRAM | G |  | _A | Eastern GSP Group | DEFAULT__A |  | C | 0.0012543 | 0 | -0.0023 | 0.46 | 0.3857 | 0.27 | -0.001 | -0.001 | 0 | 0 | F | T | F |  | 2019-06-01 |  | F
2__ATREX000 | 2__ATREX000 | POWER4ALL Limited | POWER4 | G |  | _A | Eastern GSP Group | DEFAULT__A |  | C | 0.0012543 | 0.5 | -17.2 | 0.6694 | 0.6435 | 0.27 | -11.514 | -11.068 | 0.335 | 0.322 | F | T | F |  | 2019-06-01 |  | F
2__ATULP000 | 2__ATULP000 | PURE PLANET LIMITED | TULIP | G |  | _A | Eastern GSP Group | DEFAULT__A |  | C | 0.0012543 | 0 | -12.016 | 0.443 | 0.461 | 0.27 | -5.323 | -5.539 | 0 | 0 | F | T | F |  | 2019-06-27 |  | F
2__AUKPR000 | UK_Power_Reserve_A | UK Power Reserve Limited | UKPR | G |  | _A | Eastern GSP Group | DEFAULT__A |  | C | 0.0012543 | 59.839 | -2 | 0.0328 | 0.0117 | 0.27 | -0.066 | -0.023 | 1.963 | 0.7 | F | T | F |  | 2019-06-01 |  | F
2__AVAVU000 | VAVU_A | Vavu Power Limited | VAVU | G |  | _A | Eastern GSP Group | DEFAULT__A |  | C | 0.0012543 | 0 | 0 | 0.5239 | 0.4862 | 0.27 | 0 | 0 | 0 | 0 | F | T | F |  | 2019-06-01 |  | F
2__AVERM000 | VERM_A | ENERGISE BRITAIN GAS & ELEC | VERM | G |  | _A | Eastern GSP Group | DEFAULT__A |  | C | 0.0012543 | 0 | 0 | 0.5239 | 0.4862 | 0.27 | 0 | 0 | 0 | 0 | F | T | F |  | 2019-06-01 |  | F
2__AVETS000 | VTS_GSP_A_001 | Vattenfall Energy Trading | VTS | G |  | _A | Eastern GSP Group | DEFAULT__A |  | C | 0.0012543 | 7.352 | 0 | 0.5239 | 0.4862 | 0.27 | 0 | 0 | 1.985 | 1.985 | F | T | F |  | 2019-06-01 |  | F
2__AVIPR000 | 2__AVIPR000 | Viper Energy Supply Ltd | VIPER | G |  | _A | Eastern GSP Group | DEFAULT__A |  | C | 0.0012543 | 0 | 0 | 0.5239 | 0.4862 | 0.27 | 0 | 0 | 0 | 0 | F | T | F |  | 2019-06-01 |  | F
2__AVIRG000 | VIRG_A | Green Energy Supply Limited | VIRG | G |  | _A | Eastern GSP Group | DEFAULT__A |  | C | 0.0012543 | 0 | 0 | 0.5239 | 0.4862 | 0.27 | 0 | 0 | 0 | 0 | F | T | F |  | 2019-06-01 |  | F
2__AVNGA000 | 2__AVNGA000 | Venga Energy Supply Ltd | VENGA | G |  | _A | Eastern GSP Group | DEFAULT__A |  | C | 0.0012543 | 0 | 0 | 0.5239 | 0.4862 | 0.27 | 0 | 0 | 0 | 0 | F | T | F |  | 2019-06-01 |  | F
2__AVNQT000 | 2__AVNQT000 | Vanquist Energy Supply Ltd | VANQUIST | G |  | _A | Eastern GSP Group | DEFAULT__A |  | C | 0.0012543 | 0 | 0 | 0.5239 | 0.4862 | 0.27 | 0 | 0 | 0 | 0 | F | T | F |  | 2019-06-01 |  | F
2__AVOLT000 | 2__AVOLT000 | Co-operative Energy Limited | VOLA | G |  | _A | Eastern GSP Group | DEFAULT__A |  | C | 0.0012543 | 10.023 | -16.8644 | 0.5515 | 0.554 | 0.27 | -9.301 | -9.343 | 5.528 | 5.553 | F | T | F |  | 2019-06-01 |  | F
2__AWASH000 | WASH_A | Utility Point Limited | WASH | G |  | _A | Eastern GSP Group | DEFAULT__A |  | C | 0.0012543 | 0 | -8 | 0.4289 | 0.4456 | 0.27 | -3.431 | -3.565 | 0 | 0 | F | T | F |  | 2019-06-01 |  | F
2__AWILL000 | 2__AWILL000 | WILLAMETTE ENERGY LIMITED | WILLAMET | G |  | _A | Eastern GSP Group | DEFAULT__A |  | C | 0.0012543 | 0 | 0 | 0.5239 | 0.4862 | 0.27 | 0 | 0 | 0 | 0 | F | T | F |  | 2019-06-01 |  | F
2__AYELG000 | _A Default BM Eastern | NPower Yorkshire Supply Ltd | YE | G | EAS-YEP01 | _A | Eastern GSP Group | DEFAULT__A |  | C | 0.0012543 | 0 | -2.378 | 0.6043 | 0.6218 | 0.27 | -1.437 | -1.479 | 0 | 0 | F | T | T |  | 2019-06-01 |  | F
2__AYNRG000 | 2__AYNRG000 | Daisy Energy Supply Ltd | DAISY | G |  | _A | Eastern GSP Group | DEFAULT__A |  | C | 0.0012543 | 0 | 0 | 0.5239 | 0.4862 | 0.27 | 0 | 0 | 0 | 0 | F | T | F |  | 2019-06-19 |  | F
2__AZPYR000 | 2__AZPYR000 | Green Network Energy Limited | ZEPHYR | G |  | _A | Eastern GSP Group | DEFAULT__A |  | C | 0.0012543 | 0 | -18.5 | 0.5655 | 0.5901 | 0.27 | -10.462 | -10.917 | 0 | 0 | F | T | F |  | 2019-07-22 | F | F
2__AZYTH000 | 2__AZYTH000 | ZYTHOS ENERGY LIMITED | ZYTHOS | G |  | _A | Eastern GSP Group | DEFAULT__A |  | C | 0.0012543 | 0 | 0 | 0.5239 | 0.4862 | 0.27 | 0 | 0 | 0 | 0 | F | T | F |  | 2019-06-01 |  | F
2__BALAB000 | ALAB_B | ALABAMA ENERGY LIMITED | ALAB | G |  | _B | East Midlands | DEFAULT__B |  | C | 0.0035322 | 0 | 0 | 0.5146 | 0.4706 | 0.27 | 0 | 0 | 0 | 0 | F | T | F |  | 2019-06-01 |  | F
2__BALAS000 | ALAS_B | ALASKA ENERGY LIMITED | ALAS | G |  | _B | East Midlands | DEFAULT__B |  | C | 0.0035322 | 0 | 0 | 0.5146 | 0.4706 | 0.27 | 0 | 0 | 0 | 0 | F | T | F |  | 2019-06-01 |  | F
2__BALTI000 | 2__BALTI000 | Co-operative Energy Limited | VOLA | G |  | _B | East Midlands | DEFAULT__B |  | C | 0.0035322 | 0 | -2.644 | 0.5606 | 0.5837 | 0.27 | -1.482 | -1.543 | 0 | 0 | F | T | F |  | 2019-06-01 |  | F
2__BANGE000 | 2__BANGE000 | Limejump Energy Limited | ANGEL | G |  | _B | East Midlands | DEFAULT__B |  | C | 0.0035322 | 70.2 | -14.4 | 0.1141 | 0.1121 | 0.27 | -1.643 | -1.614 | 8.01 | 7.869 | F | T | F |  | 2019-06-01 |  | F
2__BANGE001 | 2__BANGE001 | Limejump Energy Limited | ANGEL | S | AG-BLIM02 | _B | East Midlands | DEFAULT__B |  | C | 0.0035322 | 50 | -18 | 0.5146 | 0.4706 | 0.27 | -9.263 | -8.471 | 25.73 | 23.53 | F | T | T |  | 2019-06-01 | F | F
2__BANGE002 | 2__BANGE002 | Limejump Energy Limited | ANGEL | S | AG-BLIM03 | _B | East Midlands | DEFAULT__B |  | C | 0.0035322 | 50 | 0 | 0.5146 | 0.4706 | 0.27 | 0 | 0 | 13.5 | 13.5 | F | T | T |  | 2019-06-01 | F | F
2__BARIZ000 | ARIZ_B | Simplicity Energy Limited | ARIZ | G |  | _B | East Midlands | DEFAULT__B |  | C | 0.0035322 | 0 | 0 | 0.3207 | 0.3329 | 0.27 | 0 | 0 | 0 | 0 | F | T | F |  | 2019-06-01 |  | F
2__BARRU000 | 2__BARRU000 | BlueGreen Energy Services | ARRUZZI | G |  | _B | East Midlands | DEFAULT__B |  | C | 0.0035322 | 0 | 0 | 0.5146 | 0.4706 | 0.27 | 0 | 0 | 0 | 0 | F | T | F |  | 2019-06-01 |  | F
2__BAVRO000 | AVRO_B | AVRO ENERGY LIMITED | AVRO | G |  | _B | East Midlands | DEFAULT__B |  | C | 0.0035322 | 0 | -18 | 0.5085 | 0.5296 | 0.27 | -9.153 | -9.533 | 0 | 0 | F | T | F |  | 2019-06-12 |  | F
2__BAXIS000 | 2__BAXIS000 | Axis Telecom Ltd | AXISTELE | G |  | _B | East Midlands | DEFAULT__B |  | C | 0.0035322 | 0 | 0 | 0.6069 | 0.5291 | 0.27 | 0 | 0 | 0 | 0 | F | T | F |  | 2019-06-01 |  | F
2__BAXPO000 | 2__BAXPO000 | AXPO UK LIMITED | EGLUK | G | EMD-AXPO1 | _B | East Midlands | DEFAULT__B |  | C | 0.0035322 | 55 | -12 | 0.4653 | 0.4827 | 0.27 | -5.584 | -5.792 | 25.592 | 26.549 | F | T | F |  | 2019-06-01 |  | F
2__BAZAC000 | 2__BAZAC000 | TOGETHER ENERGY SUPPLY LIMITED | AZACCA | G |  | _B | East Midlands | DEFAULT__B |  | C | 0.0035322 | 0 | 0 | 0.5146 | 0.4706 | 0.27 | 0 | 0 | 0 | 0 | F | T | F |  | 2019-06-01 |  | F
2__BBARB000 | 2__BBARB000 | Barbican Power Limited | BARBICAN | G |  | _B | East Midlands | DEFAULT__B |  | C | 0.0035322 | 0 | 0 | 0.5146 | 0.4706 | 0.27 | 0 | 0 | 0 | 0 | F | T | F |  | 2019-06-01 |  | F
2__BBAYS000 | 2__BBAYS000 | Bayswater Energy Limited | BAYSWATE | G |  | _B | East Midlands | DEFAULT__B |  | C | 0.0035322 | 0 | 0 | 0.5146 | 0.4706 | 0.27 | 0 | 0 | 0 | 0 | F | T | F |  | 2019-06-01 |  | F
2__BBCFC000 | 2__BBCFC000 | Octopus Energy Limited | MERCURY | G |  | _B | East Midlands | DEFAULT__B |  | C | 0.0035322 | 0 | 0 | 0.55 | 0.575 | 0.27 | 0 | 0 | 0 | 0 | F | T | F |  | 2019-06-01 |  | F
2__BBELS000 | 2__BBELS000 | Belsize Energy Limited | BELSIZE | G |  | _B | East Midlands | DEFAULT__B |  | C | 0.0035322 | 0 | 0 | 0.5146 | 0.4706 | 0.27 | 0 | 0 | 0 | 0 | F | T | F |  | 2019-06-01 |  | F
2__BBETH000 | 2__BBETH000 | Mongoose Energy Supply Limited | BETHNAL | G |  | _B | East Midlands | DEFAULT__B |  | C | 0.0035322 | 0 | 0 | 0.5146 | 0.4706 | 0.27 | 0 | 0 | 0 | 0 | F | T | F |  | 2019-06-01 |  | F
2__BBGAS000 | 2__BBGAS000 | British Gas Trading Ltd | BRITGAS | G | EMD-BGS01 | _B | East Midlands | DEFAULT__B |  | C | 0.0035322 | 0 | -297.105 | 0.5717 | 0.597 | 0.27 | -169.855 | -177.372 | 0 | 0 | F | T | T |  | 2019-06-19 |  | F
2__BBIZZ000 | 2__BBIZZ000 | British Gas Trading Ltd | BRITGAS | G | EMD-BIZ01 | _B | East Midlands | DEFAULT__B |  | C | 0.0035322 | 0 | -6.221 | 0.4034 | 0.3274 | 0.27 | -2.51 | -2.037 | 0 | 0 | F | T | F |  | 2019-06-19 |  | F
2__BBLBL000 | 2__BBLBL000 | Bluebell Energy Supply Ltd | BLUEBELL | G |  | _B | East Midlands | DEFAULT__B |  | C | 0.0035322 | 0 | 0 | 0.5146 | 0.4706 | 0.27 | 0 | 0 | 0 | 0 | F | T | F |  | 2019-06-01 |  | F
2__BBNRG000 | 2__BBNRG000 | Electricity Plus Supply Ltd | BAENERGY | G |  | _B | East Midlands | DEFAULT__B |  | C | 0.0035322 | 0 | -46.786 | 0.6072 | 0.6247 | 0.27 | -28.408 | -29.227 | 0 | 0 | F | T | F |  | 2019-06-01 |  | F
2__BBORE000 | 2__BBORE000 | Zebra Power Limited | BOR | G |  | _B | East Midlands | DEFAULT__B |  | C | 0.0035322 | 0 | -0.07 | 0.507 | 0.528 | 0.27 | -0.035 | -0.037 | 0 | 0 | F | T | F |  | 2019-06-01 |  | F
2__BBORO000 | 2__BBORO000 | Borough Energy Limited | BOROUGH | G |  | _B | East Midlands | DEFAULT__B |  | C | 0.0035322 | 0 | 0 | 0.5146 | 0.4706 | 0.27 | 0 | 0 | 0 | 0 | F | T | F |  | 2019-06-01 |  | F
2__BBPGM000 | 2__BBPGM000 | BP Gas Marketing Limited | BPGAS | G |  | _B | East Midlands | DEFAULT__B |  | C | 0.0035322 | 0 | 0 | 0.5146 | 0.4706 | 0.27 | 0 | 0 | 0 | 0 | F | T | F |  | 2019-06-01 |  | F
2__BBREZ000 | 2__BBREZ000 | Breeze Energy Supply Ltd | BREEZE | G |  | _B | East Midlands | DEFAULT__B |  | C | 0.0035322 | 1.324 | -0.69 | 0.5328 | 0.5567 | 0.27 | -0.368 | -0.384 | 0.705 | 0.737 | F | T | F |  | 2019-06-01 |  | F
2__BBRZE000 | 2__BBRZE000 | arto.energy Ltd | BRONZE | G |  | _B | East Midlands | DEFAULT__B |  | C | 0.0035322 | 0 | 0 | 0.5146 | 0.4706 | 0.27 | 0 | 0 | 0 | 0 | F | T | F |  | 2019-06-01 |  | F
2__BBULN000 | 2__BBULN000 | Bryt Energy Limited | BULLION | G |  | _B | East Midlands | DEFAULT__B |  | C | 0.0035322 | 0 | -17.4 | 0.7121 | 0.335 | 0.27 | -12.391 | -5.829 | 0 | 0 | F | T | F |  | 2019-06-01 |  | F
2__BCALI000 | 2__BCALI000 | Callesti Energy Supply Limited | CALLESTI | G |  | _B | East Midlands | DEFAULT__B |  | C | 0.0035322 | 0 | 0 | 0.5146 | 0.4706 | 0.27 | 0 | 0 | 0 | 0 | F | T | F |  | 2019-06-01 |  | F
2__BCALL000 | 2__BCALL000 | SP Energy Retail Ltd | SPSUP01 | G |  | _B | East Midlands | DEFAULT__B |  | C | 0.0035322 | 0 | -16.8 | 0.6882 | 0.645 | 0.27 | -11.562 | -10.836 | 0 | 0 | F | T | F |  | 2019-06-01 |  | F
2__BCBRA000 | 2__BCBRA000 | Cabra Energy Supply Ltd | CABRA | G |  | _B | East Midlands | DEFAULT__B |  | C | 0.0035322 | 0 | 0 | 0.5146 | 0.4706 | 0.27 | 0 | 0 | 0 | 0 | F | T | F |  | 2019-06-01 |  | F
2__BCFWR000 | 2__BCFWR000 | Eddington Energy Supply Ltd | EDDINGTN | G |  | _B | East Midlands | DEFAULT__B |  | C | 0.0035322 | 0 | 0 | 0.5846 | 0.6012 | 0.27 | 0 | 0 | 0 | 0 | F | T | F |  | 2019-06-01 |  | F
2__BCILI000 | 2__BCILI000 | Cilleni Energy Supply Limited | CILLENI | G |  | _B | East Midlands | DEFAULT__B |  | C | 0.0035322 | 0 | 0 | 0.5146 | 0.4706 | 0.27 | 0 | 0 | 0 | 0 | F | T | F |  | 2019-06-01 |  | F
2__BCIRC000 | 2__BCIRC000 | Flow Energy Ltd | CIRCUIT | G |  | _B | East Midlands | DEFAULT__B |  | C | 0.0035322 | 0 | -11.808 | 0.6084 | 0.6309 | 0.27 | -7.184 | -7.45 | 0 | 0 | F | T | F |  | 2019-06-01 |  | F
2__BCIRC001 | FLOWHH_B1 | Flow Energy Ltd | CIRCUIT | S |  | _B | East Midlands | DEFAULT__B |  | C | 0.0035322 | 0 | 0 | 0.5146 | 0.4706 | 0.27 | 0 | 0 | 0 | 0 | F | T | F |  | 2019-06-01 | F | F
2__BCMRO000 | 2__BCMRO000 | Camaro Energy Supply Ltd | CAMARO | G |  | _B | East Midlands | DEFAULT__B |  | C | 0.0035322 | 0 | 0 | 0.5146 | 0.4706 | 0.27 | 0 | 0 | 0 | 0 | F | T | F |  | 2019-06-01 |  | F
2__BCNDL000 | 2__BCNDL000 | NEAS Energy Ltd. | CNDA | G |  | _B | East Midlands | DEFAULT__B |  | C | 0.0035322 | 1760 | 0 | 0.2453 | 0.2354 | 0.2424 | 0 | 0 | 426.624 | 426.624 | F | T | F |  | 2019-06-01 |  | F
2__BCNRG000 | 2__BCNRG000 | Opus Energy (Corporate) Ltd | CHENERGY | G |  | _B | East Midlands | DEFAULT__B |  | C | 0.0035322 | 0 | -31.8 | 0.6567 | 0.5172 | 0.27 | -20.883 | -16.447 | 0 | 0 | F | T | F |  | 2019-07-03 |  | F
2__BCOLG000 | 2__BCOLG000 | Colgano Energy Supply Limited | COLGANO | G |  | _B | East Midlands | DEFAULT__B |  | C | 0.0035322 | 0 | 0 | 0.5146 | 0.4706 | 0.27 | 0 | 0 | 0 | 0 | F | T | F |  | 2019-06-01 |  | F
2__BCOLO000 | COLO_B | COLORADO ENERGY LIMITED | COLO | G |  | _B | East Midlands | DEFAULT__B |  | C | 0.0035322 | 0 | 0 | 0.5146 | 0.4706 | 0.27 | 0 | 0 | 0 | 0 | F | T | F |  | 2019-06-01 |  | F
2__BCOMT000 | 2__BCOMT000 | ENSTROGA Ltd | COMT1015 | G |  | _B | East Midlands | DEFAULT__B |  | C | 0.0035322 | 0 | -2.492 | 0.2279 | 0.2347 | 0.27 | -0.568 | -0.585 | 0 | 0 | F | T | F |  | 2019-06-01 |  | F
2__BCOOP000 | 2__BCOOP000 | I Supply Energy Limited | COOP | G |  | _B | East Midlands | DEFAULT__B |  | C | 0.0035322 | 0 | -9.9 | 0.6024 | 0.6233 | 0.27 | -5.964 | -6.171 | 0 | 0 | F | T | F |  | 2019-06-01 |  | F
2__BCOOP001 | ISEWIND_B | I Supply Energy Limited | COOP | S |  | _B | East Midlands | DEFAULT__B |  | C | 0.0035322 | 0 | 0 | 0.5146 | 0.4706 | 0.27 | 0 | 0 | 0 | 0 | F | T | F |  | 2019-06-01 | F | F
2__BCORE000 | 2__BCORE000 | Corona Energy Retail 4 Limited | SUPELEC3 | G |  | _B | East Midlands | DEFAULT__B |  | C | 0.0035322 | 0 | 0 | 0.5146 | 0.4706 | 0.27 | 0 | 0 | 0 | 0 | F | T | F |  | 2019-06-01 |  | F
2__BCOUL000 | 2__BCOUL000 | Coulomb Energy Supply Limited | COULOMB | G |  | _B | East Midlands | DEFAULT__B |  | C | 0.0035322 | 0 | 0 | 0.5146 | 0.4706 | 0.27 | 0 | 0 | 0 | 0 | F | T | F |  | 2019-06-01 |  | F
2__BCOVE000 | 2__BCOVE000 | TOTO Energy Limited | COVENT | G |  | _B | East Midlands | DEFAULT__B |  | C | 0.0035322 | 0 | -3.977 | 0.5645 | 0.5885 | 0.27 | -2.245 | -2.34 | 0 | 0 | F | T | F |  | 2019-06-19 |  | F
2__BCPPR000 | 2__BCPPR000 | Affect Energy Ltd | COPPER | G |  | _B | East Midlands | DEFAULT__B |  | C | 0.0035322 | 0 | 0 | 0.5295 | 0.5545 | 0.27 | 0 | 0 | 0 | 0 | F | T | F |  | 2019-06-01 |  | F
2__BCYCL000 | 2__BCYCL000 | Business Power & Gas Limited | CYCLONE | G |  | _B | East Midlands | DEFAULT__B |  | C | 0.0035322 | 0 | -5.627 | 0.5895 | 0.3753 | 0.27 | -3.317 | -2.112 | 0 | 0 | F | T | F |  | 2019-06-01 |  | F
2__BDESL000 | 2__BDESL000 | Daisy Energy Supply Ltd | DAISY | G |  | _B | East Midlands | DEFAULT__B |  | C | 0.0035322 | 0 | -2.292 | 0.5146 | 0.4706 | 0.27 | -1.179 | -1.079 | 0 | 0 | F | T | F |  | 2019-06-01 |  | F
2__BDFDL000 | 2__BDFDL000 | Tru Energy Limited | DAFFODIL | G |  | _B | East Midlands | DEFAULT__B |  | C | 0.0035322 | 0 | -0.04 | 0.4565 | 0.4696 | 0.27 | -0.018 | -0.019 | 0 | 0 | F | T | F |  | 2019-06-01 |  | F
2__BDIRA000 | 2__BDIRA000 | Social Energy Supply Ltd | DIRAC | G |  | _B | East Midlands | DEFAULT__B |  | C | 0.0035322 | 0 | -0.0111 | 0.5146 | 0.4706 | 0.27 | -0.006 | -0.005 | 0 | 0 | F | T | F |  | 2019-06-01 |  | F
2__BDNRG000 | 2__BDNRG000 | Donnington Energy Limited | DOENERGY | G |  | _B | East Midlands | DEFAULT__B |  | C | 0.0035322 | 0 | 0 | 0.5146 | 0.4706 | 0.27 | 0 | 0 | 0 | 0 | F | T | F |  | 2019-06-01 |  | F
2__BDRGI000 | UKHC_B | UK Healthcare Corporation Ltd | DENERGI1 | G |  | _B | East Midlands | DEFAULT__B |  | C | 0.0035322 | 0 | 0 | 0.5146 | 0.4706 | 0.27 | 0 | 0 | 0 | 0 | F | T | F |  | 2019-06-01 |  | F
2__BDUAL000 | 2__BDUAL000 | Dual Energy Direct Limited | DUALENER | G |  | _B | East Midlands | DEFAULT__B |  | C | 0.0035322 | 0 | -12.624 | 0.6188 | 0.4835 | 0.27 | -7.812 | -6.104 | 0 | 0 | F | T | F |  | 2019-06-01 |  | F
2__BEBES000 | 2__BEBES000 | BES Commercial Electricity Ltd | EBEA | G |  | _B | East Midlands | DEFAULT__B |  | C | 0.0035322 | 0 | -7.439 | 0.6302 | 0.5215 | 0.27 | -4.688 | -3.879 | 0 | 0 | F | T | F |  | 2019-06-01 |  | F
2__BECOA000 | 2__BECOA000 | British Gas Trading Ltd | BRITGAS | G |  | _B | East Midlands | DEFAULT__B |  | C | 0.0035322 | 72.145 | 0 | 0.1347 | 0.0705 | 0.1159 | 0 | 0 | 8.362 | 8.362 | F | T | F |  | 2019-06-19 |  | F
2__BECON000 | 2__BECON000 | Economy Power | ECON1 | G |  | _B | East Midlands | DEFAULT__B |  | C | 0.0035322 | 0 | 0 | 0.5146 | 0.4706 | 0.27 | 0 | 0 | 0 | 0 | F | T | F |  | 2019-06-01 |  | F
2__BECOT000 | 2__BECOT000 | The Renewable Energy Co Ltd | RENC | G |  | _B | East Midlands | DEFAULT__B |  | C | 0.0035322 | 18.89 | -5.22 | 0.3033 | 0.0662 | 0.27 | -1.583 | -0.346 | 5.729 | 1.251 | F | T | F |  | 2019-06-01 |  | F
2__BEDDI000 | 2__BEDDI000 | Eddington Energy Supply Ltd | EDDINGTN | G |  | _B | East Midlands | DEFAULT__B |  | C | 0.0035322 | 0 | -4 | 0.5759 | 0.5957 | 0.27 | -2.304 | -2.383 | 0 | 0 | F | T | F |  | 2019-06-01 |  | F
2__BEDFE000 | EDFE_East Midlands | EDF Energy Customers Ltd | LENCO | G | EMD-EDF01 | _B | East Midlands | DEFAULT__B |  | C | 0.0035322 | 0 | 0 | 0.5146 | 0.4706 | 0.27 | 0 | 0 | 0 | 0 | F | T | T |  | 2019-06-01 |  | F
2__BEDGE000 | 2__BEDGE000 | Edgware Energy Limited | EDGWARE | G |  | _B | East Midlands | DEFAULT__B |  | C | 0.0035322 | 0 | 0 | 0.5146 | 0.4706 | 0.27 | 0 | 0 | 0 | 0 | F | T | F |  | 2019-06-01 |  | F
2__BEDIR000 | 2__BEDIR000 | British Gas Trading Ltd | BRITGAS | G | EMD-EDR01 | _B | East Midlands | DEFAULT__B |  | C | 0.0035322 | 0 | 0 | 0.5146 | 0.4706 | 0.27 | 0 | 0 | 0 | 0 | F | T | T |  | 2019-06-01 |  | F
2__BEELC000 | 2__BEELC000 | E.ON Energy Solutions Limited | PGENERGY | G | EMD-EAS01 | _B | East Midlands | DEFAULT__B |  | C | 0.0035322 | 0 | 0 | 0.45 | 0.35 | 0.27 | 0 | 0 | 0 | 0 | F | T | T |  | 2019-06-01 |  | F
2__BEENG000 | 2__BEENG000 | E.ON Energy Solutions Limited | PGENERGY | G | EMD-EST01 | _B | East Midlands | DEFAULT__B |  | C | 0.0035322 | 0 | -10 | 0.5957 | 0.6151 | 0.27 | -5.957 | -6.151 | 0 | 0 | F | T | T |  | 2019-06-01 |  | F
2__BEETL000 | EETL in East Midlands | OVO Electricity Ltd | OVOE | G |  | _B | East Midlands | DEFAULT__B |  | C | 0.0035322 | 0 | 0 | 0.5896 | 0.6145 | 0.27 | 0 | 0 | 0 | 0 | F | T | F |  | 2019-06-01 | F | F
2__BEFLS000 | EFLS_B | Effortless Energy Ltd | EENERGY | G |  | _B | East Midlands | DEFAULT__B |  | C | 0.0035322 | 0 | -0.1 | 0.5614 | 0.5864 | 0.27 | -0.056 | -0.059 | 0 | 0 | F | T | F |  | 2019-06-01 |  | F
2__BEGDX000 | B_EGASELEC | E (GAS AND ELECTRICITY) LTD | LORM | G |  | _B | East Midlands | DEFAULT__B |  | C | 0.0035322 | 0 | -0.0024 | 0.5146 | 0.4706 | 0.27 | -0.001 | -0.001 | 0 | 0 | F | T | F |  | 2019-07-01 |  | F
2__BEGML000 | EGML_B | ECO GREEN MANAGEMENT LIMITED | YGP1 | G |  | _B | East Midlands | DEFAULT__B |  | C | 0.0035322 | 0 | -0.3898 | 0.5146 | 0.4706 | 0.27 | -0.201 | -0.183 | 0 | 0 | F | T | F |  | 2019-06-01 |  | F
2__BELEC000 | Electraphase_B | ELECTRAPHASE LIMITED | EPHASE | G |  | _B | East Midlands | DEFAULT__B |  | C | 0.0035322 | 0 | -0.02 | 0.5146 | 0.4706 | 0.27 | -0.01 | -0.009 | 0 | 0 | F | T | F |  | 2019-06-01 |  | F
2__BEMEB000 | 2__BEMEB000 | E.ON Energy Solutions Limited | PGENERGY | G | EMD-PGE01 | _B | East Midlands | DEFAULT__B |  | C | 0.0035322 | 0 | -566 | 0.6489 | 0.6353 | 0.27 | -367.277 | -359.58 | 0 | 0 | F | T | T |  | 2019-06-01 |  | F
2__BEMZO000 | 2__BEMZO000 | Emzo Energy Supply Ltd | EMZO | G |  | _B | East Midlands | DEFAULT__B |  | C | 0.0035322 | 0 | 0 | 0.5146 | 0.4706 | 0.27 | 0 | 0 | 0 | 0 | F | T | F |  | 2019-06-01 |  | F
2__BENDC000 | 2__BENDC000 | EPG Energy Limited | EPGNRG | G |  | _B | East Midlands | DEFAULT__B |  | C | 0.0035322 | 45.6 | -2.7 | -12.7196 | -13.0314 | 0.27 | 34.343 | 35.185 | -580.014 | -594.232 | F | T | F |  | 2019-06-08 |  | F
2__BENDC001 | 2__BENDC001 | EPG Energy Limited | EPGNRG | S |  | _B | East Midlands | DEFAULT__B |  | C | 0.0035322 | 18.25 | 0 | 0.5146 | 0.4706 | 0.27 | 0 | 0 | 4.928 | 4.928 | F | T | F |  | 2019-07-10 | F | F
2__BENDC002 | 2__BENDC002 | EPG Energy Limited | EPGNRG | S |  | _B | East Midlands | DEFAULT__B |  | C | 0.0035322 | 0 | 0 | 0.5146 | 0.4706 | 0.27 | 0 | 0 | 0 | 0 | F | T | F |  | 2019-06-01 | F | F
2__BENEC000 | 2__BENEC000 | Eneco Energy Trade | ENECOUK | G |  | _B | East Midlands | DEFAULT__B |  | C | 0.0035322 | 0 | -6.12 | 0.6438 | 0.4142 | 0.27 | -3.94 | -2.535 | 0 | 0 | F | T | F |  | 2019-06-01 |  | F
2__BENER000 | 2__BENER000 | Simply Your Energy | SUPLENER | G |  | _B | East Midlands | DEFAULT__B |  | C | 0.0035322 | 0 | 0 | 0.5146 | 0.4706 | 0.27 | 0 | 0 | 0 | 0 | F | T | F |  | 2019-06-01 |  | F
2__BENGQ000 | EnergyQ_B | Eversmart Energy Ltd | ENGQ | G |  | _B | East Midlands | DEFAULT__B |  | C | 0.0035322 | 0 | 0 | 0.4224 | 0.4433 | 0.27 | 0 | 0 | 0 | 0 | F | T | F |  | 2019-06-01 |  | F
2__BENRD000 | 2__BENRD000 | British Gas Trading Ltd | BRITGAS | G | EMD-ENR01 | _B | East Midlands | DEFAULT__B |  | C | 0.0035322 | 252 | -192 | 0.3893 | 0.1147 | 0.27 | -74.746 | -22.022 | 98.104 | 28.904 | F | T | T |  | 2019-06-01 |  | F
2__BENRD002 | 2__BENRD002 | British Gas Trading Ltd | BRITGAS | S |  | _B | East Midlands | DEFAULT__B |  | C | 0.0035322 | 39.43 | -1 | 0.5146 | 0.4706 | 0.27 | -0.515 | -0.471 | 20.291 | 18.556 | F | T | F |  | 2019-06-01 | F | F
2__BENRG000 | 2__BENRG000 | Opus Energy Renewables Limited | EVENERGY | G |  | _B | East Midlands | DEFAULT__B |  | C | 0.0035322 | 23.482 | 0 | 0.3025 | 0.3316 | 0.3111 | 0 | 0 | 7.305 | 7.305 | F | T | F |  | 2019-06-01 |  | F
2__BENRG002 | ENRGB2 | Opus Energy Renewables Limited | EVENERGY | S |  | _B | East Midlands | DEFAULT__B |  | C | 0.0035322 | 28.22 | 0 | 0.2072 | 0.2171 | 0.2101 | 0 | 0 | 5.929 | 5.929 | F | T | F |  | 2019-06-01 | F | F
2__BEOND000 | 2__BEOND000 | E.ON Energy Solutions Limited | PGENERGY | G |  | _B | East Midlands | DEFAULT__B |  | C | 0.0035322 | 0 | -12 | 0.3552 | 0.3621 | 0.27 | -4.262 | -4.345 | 0 | 0 | F | T | F |  | 2019-06-01 |  | F
2__BEPHH000 | 2__BEPHH000 | Economy Power | ECON1 | G |  | _B | East Midlands | DEFAULT__B |  | C | 0.0035322 | 0 | 0 | 0.5146 | 0.4706 | 0.27 | 0 | 0 | 0 | 0 | F | T | F |  | 2019-06-01 |  | F
2__BEQUI000 | 2__BEQUI000 | Equinicity Ltd | EQUIN | G |  | _B | East Midlands | DEFAULT__B |  | C | 0.0035322 | 0 | 0 | 0.5146 | 0.4706 | 0.27 | 0 | 0 | 0 | 0 | F | T | F |  | 2019-06-19 |  | F
2__BESSL000 | 2__BESSL000 | Squeaky Clean Energy Limited | ESSL1015 | G |  | _B | East Midlands | DEFAULT__B |  | C | 0.0035322 | 0 | -17.57 | 0.5146 | 0.4706 | 0.27 | -9.042 | -8.268 | 0 | 0 | F | T | F |  | 2019-06-01 |  | F
2__BEURO000 | 2__BEURO000 | Robin Hood Energy Limited | EUROPA | G |  | _B | East Midlands | DEFAULT__B |  | C | 0.0035322 | 0 | -34.66 | 0.6736 | 0.6395 | 0.27 | -23.347 | -22.165 | 0 | 0 | F | T | F |  | 2019-06-01 |  | F
2__BEUST000 | 2__BEUST000 | Euston Energy Limited | EUSTON | G |  | _B | East Midlands | DEFAULT__B |  | C | 0.0035322 | 0 | 0 | 0.5146 | 0.4706 | 0.27 | 0 | 0 | 0 | 0 | F | T | F |  | 2019-06-01 |  | F
2__BEVER000 | 2__BEVER000 | Eversmart Energy Ltd | ENGQ | G |  | _B | East Midlands | DEFAULT__B |  | C | 0.0035322 | 0 | 0 | 0.5146 | 0.4706 | 0.27 | 0 | 0 | 0 | 0 | F | T | F |  | 2019-06-01 |  | F
2__BEXGL000 | Exelon_B | Exelon Generation Limited | EXGENLIM | G |  | _B | East Midlands | DEFAULT__B |  | C | 0.0035322 | 0 | 0 | 0.5146 | 0.4706 | 0.27 | 0 | 0 | 0 | 0 | F | T | F |  | 2019-06-01 |  | F
2__BFARA000 | 2__BFARA000 | URE Energy Limited | FARADAY | G |  | _B | East Midlands | DEFAULT__B |  | C | 0.0035322 | 0 | 0 | 0.7143 | 0.6429 | 0.27 | 0 | 0 | 0 | 0 | F | T | F |  | 2019-06-01 |  | F
2__BFARR000 | 2__BFARR000 | Farringdon Energy Limited | FARRINGD | G |  | _B | East Midlands | DEFAULT__B |  | C | 0.0035322 | 0 | 0 | 0.5146 | 0.4706 | 0.27 | 0 | 0 | 0 | 0 | F | T | F |  | 2019-06-01 |  | F
2__BFLEX000 | 2__BFLEX000 | Flexitricity Limited | FLEXTRCY | G |  | _B | East Midlands | DEFAULT__B |  | C | 0.0035322 | 49 | 0 | 0.5146 | 0.4706 | 0.27 | 0 | 0 | 13.23 | 13.23 | F | T | F |  | 2019-06-01 |  | F
2__BFLEX001 | 2__BFLEX001 | Flexitricity Limited | FLEXTRCY | S | AG-BFLX01 | _B | East Midlands | DEFAULT__B |  | C | 0.0035322 | 49 | 0 | 0.5146 | 0.4706 | 0.27 | 0 | 0 | 13.23 | 13.23 | F | T | T |  | 2019-06-01 | F | F
2__BFNRG000 | 2__BFNRG000 | Farmoor Energy Limited | FRENERGY | G |  | _B | East Midlands | DEFAULT__B |  | C | 0.0035322 | 0 | 0 | 0.5146 | 0.4706 | 0.27 | 0 | 0 | 0 | 0 | F | T | F |  | 2019-06-01 |  | F
2__BFRST000 | 2__BFRST000 | Shell Energy Retail Limited | FRST01 | G |  | _B | East Midlands | DEFAULT__B |  | C | 0.0035322 | 0 | -49.018 | 0.5625 | 0.5873 | 0.27 | -27.573 | -28.788 | 0 | 0 | F | T | F |  | 2019-06-24 |  | F
2__BFSEN000 | 2__BFSEN000 | F & S Energy Ltd | FSE0001 | G |  | _B | East Midlands | DEFAULT__B |  | C | 0.0035322 | 12 | 0 | 0.178 | 0.2126 | 0.1881 | 0 | 0 | 2.257 | 2.257 | F | T | F |  | 2019-06-01 |  | F
2__BFSEN001 | 2__BFSEN001 | F & S Energy Ltd | FSE0001 | S |  | _B | East Midlands | DEFAULT__B |  | C | 0.0035322 | 12 | 0 | 0.2098 | 0.2114 | 0.2103 | 0 | 0 | 2.524 | 2.524 | F | T | F |  | 2019-06-01 | F | F
2__BFSEN002 | __BFSEN002 | F & S Energy Ltd | FSE0001 | S |  | _B | East Midlands | DEFAULT__B |  | C | 0.0035322 | 6 | -2 | 0.0254 | 0.014 | 0.27 | -0.051 | -0.028 | 0.152 | 0.084 | F | T | F |  | 2019-06-01 | F | F
2__BFXGL000 | 2__BFXGL000 | Foxglove Energy Supply Ltd | FOXGLOVE | G |  | _B | East Midlands | DEFAULT__B |  | C | 0.0035322 | 0 | -11.531 | 0.5442 | 0.5642 | 0.27 | -6.275 | -6.506 | 0 | 0 | F | T | F |  | 2019-06-01 |  | F
2__BGALE000 | 2__BGALE000 | PLANET 9 ENERGY LTD | GALENA | G |  | _B | East Midlands | DEFAULT__B |  | C | 0.0035322 | 0 | 0 | 0.5146 | 0.4706 | 0.27 | 0 | 0 | 0 | 0 | F | T | F |  | 2019-06-01 |  | F
2__BGANY000 | 2__BGANY000 | Solarplicity Supply Limited | GANYMEDE | G |  | _B | East Midlands | DEFAULT__B |  | C | 0.0035322 | 4.415 | -2.988 | 0.37 | 0.3876 | 0.27 | -1.106 | -1.158 | 1.634 | 1.711 | F | T | F |  | 2019-06-01 |  | F
2__BGESL000 | 2__BGESL000 | SO Energy Trading Limited | GOLD | G |  | _B | East Midlands | DEFAULT__B |  | C | 0.0035322 | 0 | -12.796 | 0.5601 | 0.5821 | 0.27 | -7.167 | -7.449 | 0 | 0 | F | T | F |  | 2019-06-01 |  | F
2__BGETW000 | 2__BGETW000 | Utilita Energy Limited | UTILITA | G |  | _B | East Midlands | DEFAULT__B |  | C | 0.0035322 | 0 | -44 | 0.6096 | 0.6147 | 0.27 | -26.822 | -27.047 | 0 | 0 | F | T | F |  | 2019-06-01 | F | F
2__BGLDE000 | 2__BGLDE000 | Golders Energy Limited | GOLDERS | G |  | _B | East Midlands | DEFAULT__B |  | C | 0.0035322 | 0 | 0 | 0.5146 | 0.4706 | 0.27 | 0 | 0 | 0 | 0 | F | T | F |  | 2019-06-01 |  | F
2__BGMTR000 | 2__BGMTR000 | Gazprom M & T Retail Ltd | GMTR | G |  | _B | East Midlands | DEFAULT__B |  | C | 0.0035322 | 79.811 | -32.818 | 0.2666 | 0.3412 | 0.27 | -8.749 | -11.198 | 21.278 | 27.232 | F | T | F |  | 2019-06-01 |  | F
2__BGMTX000 | 2__BGMTX000 | Gazprom M & T Retail Ltd | GMTR | G |  | _B | East Midlands | DEFAULT__B |  | C | 0.0035322 | 0 | 0 | 0.5146 | 0.4706 | 0.27 | 0 | 0 | 0 | 0 | F | T | F |  | 2019-06-19 |  | F
2__BGNRG000 | 2__BGNRG000 | Green Energy (UK) Plc | GRNUKPLC | G |  | _B | East Midlands | DEFAULT__B |  | C | 0.0035322 | 0 | 0 | 0.4691 | 0.3769 | 0.27 | 0 | 0 | 0 | 0 | F | T | F |  | 2019-06-01 |  | F
2__BGONG000 | 2__BGONG000 | Shell Energy Retail Limited | FRST01 | G |  | _B | East Midlands | DEFAULT__B |  | C | 0.0035322 | 0 | 0 | 0.5146 | 0.4706 | 0.27 | 0 | 0 | 0 | 0 | F | T | F |  | 2019-06-01 |  | F
2__BHAVE000 | 2__BHAVE000 | Haven Power Ltd | HAVEN | G | EMD-HVN01 | _B | East Midlands | DEFAULT__B |  | C | 0.0035322 | 78.796 | 0 | 0.5146 | 0.4706 | 0.27 | 0 | 0 | 21.275 | 21.275 | F | T | T |  | 2019-06-01 |  | F
2__BHAWK000 | 2__BHAWK000 | MAXEN POWER SUPPLY LIMITED | HAWKING | G |  | _B | East Midlands | DEFAULT__B |  | C | 0.0035322 | 0 | 0 | 0.5146 | 0.4706 | 0.27 | 0 | 0 | 0 | 0 | F | T | F |  | 2019-06-01 |  | F
2__BHOLB000 | 2__BHOLB000 | Holborn Energy Limited | HOLBORN | G |  | _B | East Midlands | DEFAULT__B |  | C | 0.0035322 | 0 | 0 | 0.5146 | 0.4706 | 0.27 | 0 | 0 | 0 | 0 | F | T | F |  | 2019-06-01 |  | F
2__BHOME000 | 2__BHOME000 | ENGIE Power Limited | RWETDL | G |  | _B | East Midlands | DEFAULT__B |  | C | 0.0035322 | 0 | -10 | 0.5523 | 0.5715 | 0.27 | -5.523 | -5.715 | 0 | 0 | F | T | F |  | 2019-06-01 |  | F
2__BHPOW000 | 2__BHPOW000 | Haven Power Ltd | HAVEN | G | EMD-HPW01 | _B | East Midlands | DEFAULT__B |  | C | 0.0035322 | 1 | -190 | 0.7559 | 0.5552 | 0.27 | -143.621 | -105.488 | 0.756 | 0.555 | F | T | T |  | 2019-06-26 |  | F
2__BHPOW001 | __BHPOW001 | Haven Power Ltd | HAVEN | S |  | _B | East Midlands | DEFAULT__B |  | C | 0.0035322 | 0 | 0 | 0.5146 | 0.4706 | 0.27 | 0 | 0 | 0 | 0 | F | T | F |  | 2019-06-01 | F | F
2__BHPOW002 | __BHPOW002 | Haven Power Ltd | HAVEN | S |  | _B | East Midlands | DEFAULT__B |  | C | 0.0035322 | 0 | 0 | 0.5146 | 0.4706 | 0.27 | 0 | 0 | 0 | 0 | F | T | F |  | 2019-06-01 | F | F
2__BHUDG000 | 2__BHUDG000 | Hudson Energy Supply UK Ltd | AMPERE | G |  | _B | East Midlands | DEFAULT__B |  | C | 0.0035322 | 0 | 0 | 0.5146 | 0.4706 | 0.27 | 0 | 0 | 0 | 0 | F | T | F |  | 2019-06-01 |  | F
2__BHUDS000 | 2__BHUDS000 | Hudson Energy Supply UK Ltd | AMPERE | G |  | _B | East Midlands | DEFAULT__B |  | C | 0.0035322 | 0 | -18 | 0.6783 | 0.4783 | 0.27 | -12.209 | -8.609 | 0 | 0 | F | T | F |  | 2019-07-05 |  | F
2__BHUDS001 | 2__BHUDS001 | Hudson Energy Supply UK Ltd | AMPERE | S |  | _B | East Midlands | DEFAULT__B |  | C | 0.0035322 | 0 | 0 | 0.5146 | 0.4706 | 0.27 | 0 | 0 | 0 | 0 | F | T | F |  | 2019-06-01 | F | F
2__BHYDE000 | SSE SBMU1 - East Mid GSPG | SSE Electricity Limited | SWEL | G | EMD-SSE01 | _B | East Midlands | DEFAULT__B |  | C | 0.0035322 | 0 | -0.8 | 0.5848 | 0.6081 | 0.27 | -0.468 | -0.486 | 0 | 0 | F | T | T |  | 2019-06-01 |  | F
2__BIAMP000 | 2__BIAMP000 | AMPowerUK Ltd | INVE | G |  | _B | East Midlands | DEFAULT__B |  | C | 0.0035322 | 0 | 0 | 0.5146 | 0.4706 | 0.27 | 0 | 0 | 0 | 0 | F | T | F |  | 2019-06-01 |  | F
2__BIMPO000 | 2__BIMPO000 | SSE Energy Supply Limited | SSE | G | EMD-ATL01 | _B | East Midlands | DEFAULT__B |  | C | 0.0035322 | 0 | -341.4 | 0.7017 | 0.5661 | 0.27 | -239.56 | -193.267 | 0 | 0 | F | T | T |  | 2019-06-01 |  | F
2__BINDE000 | INDE EAST MIDLANDS | Npower Direct Limited | NITTWO01 | G | EMD-INE01 | _B | East Midlands | DEFAULT__B |  | C | 0.0035322 | 0 | -16.048 | 0.6062 | 0.5128 | 0.27 | -9.728 | -8.229 | 0 | 0 | F | T | T |  | 2019-06-01 |  | F
2__BINVE000 | INVE_B | AMPowerUK Ltd | INVE | G |  | _B | East Midlands | DEFAULT__B |  | C | 0.0035322 | 0 | -2.55 | 0.5146 | 0.4706 | 0.27 | -1.312 | -1.2 | 0 | 0 | F | T | F |  | 2019-06-01 |  | F
2__BIRES000 | EMD-IRS01 | Octopus Energy Limited | MERCURY | G |  | _B | East Midlands | DEFAULT__B |  | C | 0.0035322 | 0 | 0 | 0.5146 | 0.4706 | 0.27 | 0 | 0 | 0 | 0 | F | T | F |  | 2019-07-17 |  | F
2__BIRID000 | 2__BIRID000 | PFP Energy Supplies Limited | IRIDIUM | G |  | _B | East Midlands | DEFAULT__B |  | C | 0.0035322 | 0 | -5 | 0.5771 | 0.5967 | 0.27 | -2.886 | -2.984 | 0 | 0 | F | T | F |  | 2019-06-01 |  | F
2__BJERE000 | 2__BJERE000 | Hudson Energy Supply UK Ltd | AMPERE | G | BJERE000 | _B | East Midlands | DEFAULT__B |  | C | 0.0035322 | 0 | -12 | 0.5692 | 0.593 | 0.27 | -6.83 | -7.116 | 0 | 0 | F | T | F |  | 2019-06-21 |  | F
2__BKENS000 | 2__BKENS000 | Kensington Power Limited | KENSINGT | G |  | _B | East Midlands | DEFAULT__B |  | C | 0.0035322 | 0 | -16.137 | 0.6471 | 0.4144 | 0.27 | -10.442 | -6.687 | 0 | 0 | F | T | F |  | 2019-06-19 |  | F
2__BLIGH000 | 2__BLIGH000 | MVV Environment Services Ltd | LIGHTNIN | G |  | _B | East Midlands | DEFAULT__B |  | C | 0.0035322 | 0 | 0 | 0.5146 | 0.4706 | 0.27 | 0 | 0 | 0 | 0 | F | T | F |  | 2019-06-01 |  | F
2__BLILY000 | 2__BLILY000 | Delta Gas And Power Ltd | LILY | G |  | _B | East Midlands | DEFAULT__B |  | C | 0.0035322 | 0 | 0 | 0.5146 | 0.4706 | 0.27 | 0 | 0 | 0 | 0 | F | T | F |  | 2019-06-01 |  | F
2__BLIME000 | 2__BLIME000 | Limejump Energy Limited | ANGEL | G | AG-BLIM01 | _B | East Midlands | DEFAULT__B |  | C | 0.0035322 | 50 | 0 | 0.5146 | 0.4706 | 0.27 | 0 | 0 | 13.5 | 13.5 | F | T | T |  | 2019-06-01 |  | F
2__BLOND000 | LE Default BMUid EMEB | EDF Energy Customers Ltd | LENCO | G | EMD-LON01 | _B | East Midlands | DEFAULT__B |  | C | 0.0035322 | 0 | -440.947 | 0.7881 | 0.647 | 0.27 | -347.51 | -285.293 | 0 | 0 | F | T | T |  | 2019-06-19 |  | F
2__BLORM000 | Lorimer_B | E (GAS AND ELECTRICITY) LTD | LORM | G |  | _B | East Midlands | DEFAULT__B |  | C | 0.0035322 | 0 | -13.1 | 0.5468 | 0.5719 | 0.27 | -7.163 | -7.492 | 0 | 0 | F | T | F |  | 2019-07-01 |  | F
2__BLUME000 | 2__BLUME000 | GNERGY Limited | LUMA | G |  | _B | East Midlands | DEFAULT__B |  | C | 0.0035322 | 0 | 0 | 0.5794 | 0.5961 | 0.27 | 0 | 0 | 0 | 0 | F | T | F |  | 2019-06-01 |  | F
2__BLUMO000 | 2__BLUMO000 | OVO Electricity Ltd | OVOE | G |  | _B | East Midlands | DEFAULT__B |  | C | 0.0035322 | 0 | 0 | 0.5014 | 0.5267 | 0.27 | 0 | 0 | 0 | 0 | F | T | F |  | 2019-06-01 |  | F
2__BLVDR000 | 2__BLVDR000 | ESB ENERGY LTD | LAVENDER | G |  | _B | East Midlands | DEFAULT__B |  | C | 0.0035322 | 0 | -3.96 | 0.4128 | 0.4267 | 0.27 | -1.635 | -1.69 | 0 | 0 | F | T | F |  | 2019-06-01 |  | F
2__BMAEL000 | 2__BMAEL000 | MA Energy Limited | MA200308 | G |  | _B | East Midlands | DEFAULT__B |  | C | 0.0035322 | 0 | -1.2 | 0.6027 | 0.4164 | 0.27 | -0.723 | -0.5 | 0 | 0 | F | T | F |  | 2019-06-01 |  | F
2__BMAET000 | MA Energy Ltd | MA Energy Limited | MA200308 | G |  | _B | East Midlands | DEFAULT__B |  | C | 0.0035322 | 0 | 0 | 0.5146 | 0.4706 | 0.27 | 0 | 0 | 0 | 0 | F | T | F |  | 2019-06-01 |  | F
2__BMAGN000 | 2__BMAGN000 | Orsted Power Sales (UK) Ltd | MAGNETIC | G |  | _B | East Midlands | DEFAULT__B |  | C | 0.0035322 | 0 | -58.308 | 0.6846 | 0.4137 | 0.27 | -39.918 | -24.122 | 0 | 0 | F | T | F |  | 2019-07-03 |  | F
2__BMAIN000 | MAIN_B | e2m - energy trading ltd | MAIN | G |  | _B | East Midlands | DEFAULT__B |  | C | 0.0035322 | 0 | 0 | 0.5146 | 0.4706 | 0.27 | 0 | 0 | 0 | 0 | F | T | F |  | 2019-06-01 |  | F
2__BMANW000 | 2__BMANW000 | SP Energy Retail Ltd | SPSUP01 | G | EMD-MNW01 | _B | East Midlands | DEFAULT__B |  | C | 0.0035322 | 0 | -1 | 0.3333 | 0.2222 | 0.27 | -0.333 | -0.222 | 0 | 0 | F | T | T |  | 2019-06-01 |  | F
2__BMARB000 | 2__BMARB000 | Marble Power Limited | MARBLE | G |  | _B | East Midlands | DEFAULT__B |  | C | 0.0035322 | 0 | -4 | 0.679 | 0.3922 | 0.27 | -2.716 | -1.569 | 0 | 0 | F | T | F |  | 2019-06-01 |  | F
2__BMARI000 | 2__BMARI000 | LOGICOR ENERGY LTD | MARIGOLD | G |  | _B | East Midlands | DEFAULT__B |  | C | 0.0035322 | 0 | 0 | 0.5146 | 0.4706 | 0.27 | 0 | 0 | 0 | 0 | F | T | F |  | 2019-06-01 |  | F
2__BMATT000 | MATT_B | Mattina Limited | MATT | G |  | _B | East Midlands | DEFAULT__B |  | C | 0.0035322 | 0 | 0 | 0.5146 | 0.4706 | 0.27 | 0 | 0 | 0 | 0 | F | T | F |  | 2019-06-01 |  | F
2__BMIDE000 | NPEC East Mid Area MIDE | Npower Limited | NPOWER01 | G | EMD-MID01 | _B | East Midlands | DEFAULT__B |  | C | 0.0035322 | 0 | -37.844 | 0.5656 | 0.5894 | 0.27 | -21.405 | -22.305 | 0 | 0 | F | T | T |  | 2019-06-01 |  | F
2__BMINT000 | 2__BMINT000 | Toucan Energy Limited | MINT | G |  | _B | East Midlands | DEFAULT__B |  | C | 0.0035322 | 0 | 0 | 0.5146 | 0.4706 | 0.27 | 0 | 0 | 0 | 0 | F | T | F |  | 2019-06-01 |  | F
2__BMISS000 | MISS_B | MISSISSIPPI ENERGY LIMITED | MISS | G |  | _B | East Midlands | DEFAULT__B |  | C | 0.0035322 | 0 | 0 | 0.5146 | 0.4706 | 0.27 | 0 | 0 | 0 | 0 | F | T | F |  | 2019-06-01 |  | F
2__BMONT000 | 2__BMONT000 | Monument Energy Limited | MONUMENT | G |  | _B | East Midlands | DEFAULT__B |  | C | 0.0035322 | 0 | -2.8 | 0.4325 | 0.4476 | 0.27 | -1.211 | -1.253 | 0 | 0 | F | T | F |  | 2019-06-01 |  | F
2__BMRCY000 | 2__BMRCY000 | Octopus Energy Limited | MERCURY | G |  | _B | East Midlands | DEFAULT__B |  | C | 0.0035322 | 9 | -47.612 | 0.4196 | 0.4393 | 0.27 | -19.978 | -20.916 | 3.776 | 3.954 | F | T | F |  | 2019-06-01 |  | F
2__BMTRL000 | 2__BMTRL000 | BROOK GREEN TRADING LIMITED | MISTRAL | G |  | _B | East Midlands | DEFAULT__B |  | C | 0.0035322 | 0 | -9 | 0.6579 | 0.445 | 0.27 | -5.921 | -4.005 | 0 | 0 | F | T | F |  | 2019-06-17 |  | F
2__BNATP000 | NPEC East Mid Area NATP | Npower Limited | NPOWER01 | G | EMD-NPE01 | _B | East Midlands | DEFAULT__B |  | C | 0.0035322 | 0 | -334.02 | 0.7052 | 0.5104 | 0.27 | -235.551 | -170.484 | 0 | 0 | F | T | T |  | 2019-06-01 |  | F
2__BNCKL000 | 2__BNCKL000 | SSE Electricity Limited | SWEL | G |  | _B | East Midlands | DEFAULT__B |  | C | 0.0035322 | 0 | -0.434 | 0.5855 | 0.6067 | 0.27 | -0.254 | -0.263 | 0 | 0 | F | T | F |  | 2019-06-01 |  | F
2__BNEEB000 | 2__BNEEB000 | NPower Northern Supply Ltd | NEEB | G | EMD-NEE01 | _B | East Midlands | DEFAULT__B |  | C | 0.0035322 | 0 | -158.332 | 0.5802 | 0.5932 | 0.27 | -91.864 | -93.923 | 0 | 0 | F | T | T |  | 2019-06-01 |  | F
2__BNEVA000 | NEVA_B | NEVADA ENERGY LIMITED | NEVA | G |  | _B | East Midlands | DEFAULT__B |  | C | 0.0035322 | 0 | 0 | 0.5146 | 0.4706 | 0.27 | 0 | 0 | 0 | 0 | F | T | F |  | 2019-06-01 |  | F
2__BNEWP000 | 2__BNEWP000 | Shell Energy Supply UK Ltd | NEWPORT | G |  | _B | East Midlands | DEFAULT__B |  | C | 0.0035322 | 6.784 | -5.127 | 0.3873 | 0.3945 | 0.27 | -1.986 | -2.023 | 2.627 | 2.676 | F | T | F |  | 2019-06-01 |  | F
2__BNORW000 | 2__BNORW000 | E.ON Energy Solutions Limited | PGENERGY | G | EMD-NWP01 | _B | East Midlands | DEFAULT__B |  | C | 0.0035322 | 0 | -2 | 0.6267 | 0.6136 | 0.27 | -1.253 | -1.227 | 0 | 0 | F | T | T |  | 2019-06-01 |  | F
2__BNUCE000 | 2__BNUCE000 | NDA | MAGNOX | G | EMD-MEC01 | _B | East Midlands | DEFAULT__B |  | C | 0.0035322 | 0 | 0 | 0.5146 | 0.4706 | 0.27 | 0 | 0 | 0 | 0 | F | T | F |  | 2019-06-01 |  | F
2__BOGAS000 | 2__BOGAS000 | British Gas Trading Ltd | BRITGAS | G |  | _B | East Midlands | DEFAULT__B |  | C | 0.0035322 | 0 | -0.816 | 0.5146 | 0.4706 | 0.27 | -0.42 | -0.384 | 0 | 0 | F | T | F |  | 2019-06-01 |  | F
2__BOPAL000 | 2__BOPAL000 | Avid Energy | OPAL0516 | G |  | _B | East Midlands | DEFAULT__B |  | C | 0.0035322 | 0 | -0.1 | 0.5146 | 0.4706 | 0.27 | -0.051 | -0.047 | 0 | 0 | F | T | F |  | 2019-06-01 |  | F
2__BOREB000 | 2__BOREB000 | MoneyPlus Energy Limited | OREBA | G |  | _B | East Midlands | DEFAULT__B |  | C | 0.0035322 | 0 | 0 | 0.5146 | 0.4706 | 0.27 | 0 | 0 | 0 | 0 | F | T | F |  | 2019-06-01 |  | F
2__BOREG000 | OREG_B | OREGON ENERGY LIMITED | OREG | G |  | _B | East Midlands | DEFAULT__B |  | C | 0.0035322 | 0 | 0 | 0.5146 | 0.4706 | 0.27 | 0 | 0 | 0 | 0 | F | T | F |  | 2019-06-01 |  | F
2__BOSMI000 | 2__BOSMI000 | BRISTOL NRG TEC&SERV(SUPP) LTD | OSMIUM | G |  | _B | East Midlands | DEFAULT__B |  | C | 0.0035322 | 2.248 | -3.95 | 0.6115 | 0.5829 | 0.27 | -2.415 | -2.302 | 1.375 | 1.31 | F | T | F |  | 2019-06-01 |  | F
2__BOVAL000 | 2__BOVAL000 | Oval Energy Limited | OVAL | G |  | _B | East Midlands | DEFAULT__B |  | C | 0.0035322 | 0 | 0 | 0.5146 | 0.4706 | 0.27 | 0 | 0 | 0 | 0 | F | T | F |  | 2019-06-01 |  | F
2__BOVOE000 | 2__BOVOE000 | OVO Electricity Ltd | OVOE | G |  | _B | East Midlands | DEFAULT__B |  | C | 0.0035322 | 0 | -58.679 | 0.5774 | 0.6042 | 0.27 | -33.881 | -35.454 | 0 | 0 | F | T | F |  | 2019-07-03 |  | F
2__BOXPO000 | 2__BOXPO000 | Opus Energy Limited | OXFPOWER | G |  | _B | East Midlands | DEFAULT__B |  | C | 0.0035322 | 0 | -44.86 | 0.6127 | 0.4818 | 0.27 | -27.486 | -21.614 | 0 | 0 | F | T | F |  | 2019-07-03 |  | F
2__BPADD000 | 2__BPADD000 | Paddington Power Limited | PADDINGT | G |  | _B | East Midlands | DEFAULT__B |  | C | 0.0035322 | 0 | 0 | 0.5146 | 0.4706 | 0.27 | 0 | 0 | 0 | 0 | F | T | F |  | 2019-06-01 |  | F
2__BPALL000 | 2__BPALL000 | Palladium Energy Supply Ltd | PALLAD | G |  | _B | East Midlands | DEFAULT__B |  | C | 0.0035322 | 0 | 0 | 0.5146 | 0.4706 | 0.27 | 0 | 0 | 0 | 0 | F | T | F |  | 2019-06-01 |  | F
2__BPERL000 | 2__BPERL000 | PERLE ENERGY LIMITED | PERLE | G |  | _B | East Midlands | DEFAULT__B |  | C | 0.0035322 | 0 | 0 | 0.5146 | 0.4706 | 0.27 | 0 | 0 | 0 | 0 | F | T | F |  | 2019-06-01 |  | F
2__BPGEN000 | 2__BPGEN000 | E.ON UK plc | POWERGEN | G | EMD-PGU01 | _B | East Midlands | DEFAULT__B |  | C | 0.0035322 | 0 | -250 | 0.7298 | 0.4519 | 0.27 | -182.45 | -112.975 | 0 | 0 | F | T | T |  | 2019-06-01 |  | F
2__BPILO000 | 2__BPILO000 | Tonik Energy Limited | PILO1015 | G |  | _B | East Midlands | DEFAULT__B |  | C | 0.0035322 | 0 | -5.42 | 0.5435 | 0.5623 | 0.27 | -2.946 | -3.048 | 0 | 0 | F | T | F |  | 2019-06-01 |  | F
2__BPION000 | 2__BPION000 | Igloo Energy Supply Limited | PION1015 | G |  | _B | East Midlands | DEFAULT__B |  | C | 0.0035322 | 0 | -1.6584 | 0.4377 | 0.4513 | 0.27 | -0.726 | -0.748 | 0 | 0 | F | T | F |  | 2019-06-01 |  | F
2__BPIRO000 | 2__BPIRO000 | Pirranello Energy Supply Ltd | PIRANELO | G |  | _B | East Midlands | DEFAULT__B |  | C | 0.0035322 | 0 | 0 | 0.5146 | 0.4706 | 0.27 | 0 | 0 | 0 | 0 | F | T | F |  | 2019-06-01 |  | F
2__BPOWQ000 | PowerQ_B | Hartree Partners Supply UK | POWQ | G |  | _B | East Midlands | DEFAULT__B |  | C | 0.0035322 | 46 | 0 | 0.5146 | 0.4706 | 0.27 | 0 | 0 | 12.42 | 12.42 | F | T | F |  | 2019-06-01 |  | F
2__BPROZ000 | PROZ_B | Dyce Energy Ltd | PROZ | G |  | _B | East Midlands | DEFAULT__B |  | C | 0.0035322 | 0 | 0 | 0.5146 | 0.4706 | 0.27 | 0 | 0 | 0 | 0 | F | T | F |  | 2019-06-01 |  | F
2__BPSUK000 | NPEC East Mid Area PSUK | Npower Limited | NPOWER01 | G |  | _B | East Midlands | DEFAULT__B |  | C | 0.0035322 | 0 | -5.132 | 0.567 | 0.5877 | 0.27 | -2.91 | -3.016 | 0 | 0 | F | T | F |  | 2019-06-01 |  | F
2__BPURE000 | 2__BPURE000 | Good Energy Limited | PURE | G |  | _B | East Midlands | DEFAULT__B |  | C | 0.0035322 | 10.6 | -1.8 | -0.037 | -0.3162 | 0.27 | 0.067 | 0.569 | -0.392 | -3.352 | F | T | F |  | 2019-06-01 |  | F
2__BPUTY000 | 2__BPUTY000 | Putney Energy Limited | PUTNEY | G |  | _B | East Midlands | DEFAULT__B |  | C | 0.0035322 | 0 | 0 | 0.5146 | 0.4706 | 0.27 | 0 | 0 | 0 | 0 | F | T | F |  | 2019-06-01 |  | F
2__BQEEN000 | 2__BQEEN000 | GoTo Energy (UK) Limited | QUEENS | G |  | _B | East Midlands | DEFAULT__B |  | C | 0.0035322 | 0 | 0 | 0.5146 | 0.4706 | 0.27 | 0 | 0 | 0 | 0 | F | T | F |  | 2019-06-01 |  | F
2__BRAYL000 | 2__BRAYL000 | Victory Energy Supply Limited | RAYLEIGH | G |  | _B | East Midlands | DEFAULT__B |  | C | 0.0035322 | 0 | 0 | 0.5146 | 0.4706 | 0.27 | 0 | 0 | 0 | 0 | F | T | F |  | 2019-06-01 |  | F
2__BREGE000 | 2__BREGE000 | Bulb Energy | REGENT | G |  | _B | East Midlands | DEFAULT__B |  | C | 0.0035322 | 0 | -95.494 | 0.4835 | 0.5008 | 0.27 | -46.171 | -47.823 | 0 | 0 | F | T | F |  | 2019-06-19 |  | F
2__BRENC000 | 2__BRENC000 | The Renewable Energy Co Ltd | RENC | G | EMD-RNW01 | _B | East Midlands | DEFAULT__B |  | C | 0.0035322 | 0 | 0 | 0.5146 | 0.4706 | 0.27 | 0 | 0 | 0 | 0 | F | T | F |  | 2019-06-01 |  | F
2__BRHOD000 | 2__BRHOD000 | Utilita Energy Limited | UTILITA | G |  | _B | East Midlands | DEFAULT__B |  | C | 0.0035322 | 0 | -0.056 | 0.4597 | 0.4818 | 0.27 | -0.026 | -0.027 | 0 | 0 | F | T | F |  | 2019-06-01 |  | F
2__BROSE000 | 2__BROSE000 | Gas & Power Ltd TA Gulf G & P | ROSE | G |  | _B | East Midlands | DEFAULT__B |  | C | 0.0035322 | 0 | -0.246 | 0.4109 | 0.4217 | 0.27 | -0.101 | -0.104 | 0 | 0 | F | T | F |  | 2019-06-01 |  | F
2__BRUTH000 | 2__BRUTH000 | Rutherford Energy Supply Ltd | RUTHRFRD | G |  | _B | East Midlands | DEFAULT__B |  | C | 0.0035322 | 0 | 0 | 0.5146 | 0.4706 | 0.27 | 0 | 0 | 0 | 0 | F | T | F |  | 2019-06-01 |  | F
2__BRWED000 | 2__BRWED000 | ENGIE Power Limited | RWETDL | G | EMD-GDF01 | _B | East Midlands | DEFAULT__B |  | C | 0.0035322 | 0 | -226 | 0.7996 | 0.6252 | 0.27 | -180.71 | -141.295 | 0 | 0 | F | T | T |  | 2019-06-01 |  | F
2__BSANT000 | 2__BSANT000 | Nabuh Energy Limited | SANT1015 | G |  | _B | East Midlands | DEFAULT__B |  | C | 0.0035322 | 0 | -1.432 | 0.4917 | 0.5103 | 0.27 | -0.704 | -0.731 | 0 | 0 | F | T | F |  | 2019-06-01 |  | F
2__BSAPH000 | 2__BSAPH000 | ElectroRoute Energy Limited | SAPHIR | G |  | _B | East Midlands | DEFAULT__B |  | C | 0.0035322 | 0 | 0 | 0.5146 | 0.4706 | 0.27 | 0 | 0 | 0 | 0 | F | T | F |  | 2019-06-01 |  | F
2__BSATU000 | 2__BSATU000 | Satus Energy Limited | SATUS | G |  | _B | East Midlands | DEFAULT__B |  | C | 0.0035322 | 0 | 0 | 0.5146 | 0.4706 | 0.27 | 0 | 0 | 0 | 0 | F | T | F |  | 2019-06-01 |  | F
2__BSCAF000 | 2__BSCAF000 | Valda Energy Limited | SCAFELL | G |  | _B | East Midlands | DEFAULT__B |  | C | 0.0035322 | 0 | 0 | 0.5146 | 0.4706 | 0.27 | 0 | 0 | 0 | 0 | F | T | F |  | 2019-06-01 |  | F
2__BSEEB000 | 2__BSEEB000 | EDF Energy Customers Ltd | LENCO | G | EMD-SEE01 | _B | East Midlands | DEFAULT__B |  | C | 0.0035322 | 0 | -10 | 0.7444 | 0.6804 | 0.27 | -7.444 | -6.804 | 0 | 0 | F | T | T |  | 2019-06-01 |  | F
2__BSEEE000 | 2__BSEEE000 | Shell Energy Europe Limited | SHELL2 | G |  | _B | East Midlands | DEFAULT__B |  | C | 0.0035322 | 7 | -3 | 0.5146 | 0.4706 | 0.27 | -1.544 | -1.412 | 3.602 | 3.294 | F | T | F |  | 2019-06-01 |  | F
2__BSIMC000 | 2__BSIMC000 | SIMCOE ENERGY LIMITED | SIMCOE | G |  | _B | East Midlands | DEFAULT__B |  | C | 0.0035322 | 0 | 0 | 0.5146 | 0.4706 | 0.27 | 0 | 0 | 0 | 0 | F | T | F |  | 2019-06-01 |  | F
2__BSING000 | SING_B | United Gas & Power Trading Ltd | SING | G |  | _B | East Midlands | DEFAULT__B |  | C | 0.0035322 | 0 | -1.36 | 0.5146 | 0.4706 | 0.27 | -0.7 | -0.64 | 0 | 0 | F | T | F |  | 2019-06-01 |  | F
2__BSINQ000 | Sinq_B | Sinq Power Ltd | SINQ | G |  | _B | East Midlands | DEFAULT__B |  | C | 0.0035322 | 0 | -3 | 0.6121 | 0.5036 | 0.27 | -1.836 | -1.511 | 0 | 0 | F | T | F |  | 2019-06-01 |  | F
2__BSIRO000 | 2__BSIRO000 | Hudson Energy Supply UK Ltd | AMPERE | G |  | _B | East Midlands | DEFAULT__B |  | C | 0.0035322 | 0 | 0 | 0.5146 | 0.4706 | 0.27 | 0 | 0 | 0 | 0 | F | T | F |  | 2019-06-01 |  | F
2__BSKLN000 | 2__BSKLN000 | Skylane Energy Supply Ltd | SKYLANE | G |  | _B | East Midlands | DEFAULT__B |  | C | 0.0035322 | 0 | 0 | 0.5146 | 0.4706 | 0.27 | 0 | 0 | 0 | 0 | F | T | F |  | 2019-06-01 |  | F
2__BSLVR000 | 2__BSLVR000 | CNG Electricity Limited | SILVER | G |  | _B | East Midlands | DEFAULT__B |  | C | 0.0035322 | 0.08 | -0.018 | 0.6 | 0.4 | 0.27 | -0.011 | -0.007 | 0.048 | 0.032 | F | T | F |  | 2019-06-01 |  | F
2__BSMAR000 | 2__BSMAR000 | Smartestenergy Limited | SMARTEST | G | EMD-SEL01 | _B | East Midlands | DEFAULT__B |  | C | 0.0035322 | 146 | -130 | 0.41 | 0.1414 | 0.27 | -53.3 | -18.382 | 59.86 | 20.644 | F | T | T |  | 2019-06-01 |  | F
2__BSMAR002 | 2__BSMAR002 | Smartestenergy Limited | SMARTEST | S | AG-BSMA01 | _B | East Midlands | DEFAULT__B |  | C | 0.0035322 | 50 | -50 | 0.5146 | 0.4706 | 0.27 | -25.73 | -23.53 | 25.73 | 23.53 | F | T | T |  | 2019-07-17 | F | F
2__BSNFR000 | 2__BSNFR000 | Sunflower Energy Supply Ltd | SUNFLOWE | G |  | _B | East Midlands | DEFAULT__B |  | C | 0.0035322 | 0 | 0 | 0.5146 | 0.4706 | 0.27 | 0 | 0 | 0 | 0 | F | T | F |  | 2019-06-01 |  | F
2__BSOUT000 | SE SBMU1 - East Mid GSPG | SSE Electricity Limited | SWEL | G | EMD-STH01 | _B | East Midlands | DEFAULT__B |  | C | 0.0035322 | 0 | -160.4 | 0.552 | 0.5765 | 0.27 | -88.541 | -92.471 | 0 | 0 | F | T | T |  | 2019-06-01 |  | F
2__BSPAL000 | 2__BSPAL000 | Home Energy Trading Ltd | SPALT | G |  | _B | East Midlands | DEFAULT__B |  | C | 0.0035322 | 0 | 0 | 0.5146 | 0.4706 | 0.27 | 0 | 0 | 0 | 0 | F | T | F |  | 2019-06-01 |  | F
2__BSPOW000 | 2__BSPOW000 | SP Energy Retail Ltd | SPSUP01 | G | EMD-SPC01 | _B | East Midlands | DEFAULT__B |  | C | 0.0035322 | 0 | -314 | 0.7742 | 0.6688 | 0.27 | -243.099 | -210.003 | 0 | 0 | F | T | T |  | 2019-06-01 |  | F
2__BSPRK000 | 2__BSPRK000 | OVO Electricity Ltd | OVOE | G |  | _B | East Midlands | DEFAULT__B |  | C | 0.0035322 | 0 | -16.289 | 0.5874 | 0.6096 | 0.27 | -9.568 | -9.93 | 0 | 0 | F | T | F |  | 2019-06-19 |  | F
2__BSQKY000 | 2__BSQKY000 | Squeaky Clean Energy Limited | ESSL1015 | G |  | _B | East Midlands | DEFAULT__B |  | C | 0.0035322 | 0 | 0 | 0.5146 | 0.4706 | 0.27 | 0 | 0 | 0 | 0 | F | T | F |  | 2019-07-17 |  | F
2__BSTAT000 | STAT B East Midlands | Statkraft Markets Gmbh | STATKRA1 | G |  | _B | East Midlands | DEFAULT__B |  | C | 0.0035322 | 246 | 0 | 0.415 | 0.4182 | 0.4159 | 0 | 0 | 102.311 | 102.311 | F | T | F |  | 2019-06-01 |  | F
2__BSWAE000 | SWA SBMU1 - East Mid GSPG | SSE Electricity Limited | SWEL | G | EMD-SWA01 | _B | East Midlands | DEFAULT__B |  | C | 0.0035322 | 0 | -0.6 | 0.5867 | 0.6104 | 0.27 | -0.352 | -0.366 | 0 | 0 | F | T | T |  | 2019-06-01 |  | F
2__BSWDP000 | 2__BSWDP000 | Snowdrop Energy Supply Ltd | SNOWDROP | G |  | _B | East Midlands | DEFAULT__B |  | C | 0.0035322 | 0.822 | 0 | 0.5344 | 0.577 | 0.5469 | 0 | 0 | 0.45 | 0.45 | F | T | F |  | 2019-06-01 |  | F
2__BSWEB000 | SWEB Default BMUid EMEB | EDF Energy Customers Ltd | LENCO | G | EMD-SWT01 | _B | East Midlands | DEFAULT__B |  | C | 0.0035322 | 0 | -4 | 0.688 | 0.7024 | 0.27 | -2.752 | -2.81 | 0 | 0 | F | T | T |  | 2019-06-01 |  | F
2__BSWEL000 | SWL SBMU1 - East Mid GSPG | SSE Electricity Limited | SWEL | G |  | _B | East Midlands | DEFAULT__B |  | C | 0.0035322 | 0 | 0 | 0.5146 | 0.4706 | 0.27 | 0 | 0 | 0 | 0 | F | T | F |  | 2019-06-01 |  | F
2__BSYMB000 | 2__BSYMB000 | Symbio Energy Ltd | SYMBIO18 | G | EMD-SYM01 | _B | East Midlands | DEFAULT__B |  | C | 0.0035322 | 0 | -0.016 | 0 | 0 | 0.27 | 0 | 0 | 0 | 0 | F | T | T |  | 2019-06-01 |  | F
2__BTEMP000 | 2__BTEMP000 | Temple Energy Limited | TEMPLE | G |  | _B | East Midlands | DEFAULT__B |  | C | 0.0035322 | 0 | 0 | 0.5146 | 0.4706 | 0.27 | 0 | 0 | 0 | 0 | F | T | F |  | 2019-06-01 |  | F
2__BTEXA000 | TEXA_B | AVRO COMMERCIAL ENERGY | TEXA | G |  | _B | East Midlands | DEFAULT__B |  | C | 0.0035322 | 0 | 0 | 0.5146 | 0.4706 | 0.27 | 0 | 0 | 0 | 0 | F | T | F |  | 2019-06-01 |  | F
2__BTGPL000 | 2__BTGPL000 | Total Gas & Power Ltd | TFEGP | G | EMD-TFE01 | _B | East Midlands | DEFAULT__B |  | C | 0.0035322 | 100 | -260 | 0.6057 | 0.3753 | 0.27 | -157.482 | -97.578 | 60.57 | 37.53 | F | T | T |  | 2019-06-01 |  | F
2__BTHLE000 | 2__BTHLE000 | Orbit Energy Limited | THISTLE | G |  | _B | East Midlands | DEFAULT__B |  | C | 0.0035322 | 0 | 0 | 0.3521 | 0.3577 | 0.27 | 0 | 0 | 0 | 0 | F | T | F |  | 2019-06-01 |  | F
2__BTHRE000 | 2__BTHRE000 | Corona Energy Retail 4 Limited | SUPELEC3 | G |  | _B | East Midlands | DEFAULT__B |  | C | 0.0035322 | 0 | -10 | 0.6035 | 0.4146 | 0.27 | -6.035 | -4.146 | 0 | 0 | F | T | F |  | 2019-06-01 |  | F
2__BTILL000 | 2__BTILL000 | TILLICUM ENERGY LIMITED | TILLICUM | G |  | _B | East Midlands | DEFAULT__B |  | C | 0.0035322 | 0 | 0 | 0.5146 | 0.4706 | 0.27 | 0 | 0 | 0 | 0 | F | T | F |  | 2019-06-01 |  | F
2__BTLWD000 | 2__BTLWD000 | BRUNTWOOD ENERGY SERVICES LTD | TAILWIND | G |  | _B | East Midlands | DEFAULT__B |  | C | 0.0035322 | 0 | 0 | 0.5146 | 0.4706 | 0.27 | 0 | 0 | 0 | 0 | F | T | F |  | 2019-06-01 |  | F
2__BTNDO000 | 2__BTNDO000 | Pozitive Energy Limited | TORNADO | G |  | _B | East Midlands | DEFAULT__B |  | C | 0.0035322 | 0 | -22 | 0.5887 | 0.4218 | 0.27 | -12.951 | -9.28 | 0 | 0 | F | T | F |  | 2019-06-01 |  | F
2__BTOGO000 | 2__BTOGO000 | TOGETHER ENERGY SUPPLY LIMITED | AZACCA | G |  | _B | East Midlands | DEFAULT__B |  | C | 0.0035322 | 0 | 0 | 0.5146 | 0.4706 | 0.27 | 0 | 0 | 0 | 0 | F | T | F |  | 2019-06-01 |  | F
2__BTONB000 | 2__BTONB000 | Tonik Energy Limited | PILO1015 | G |  | _B | East Midlands | DEFAULT__B |  | C | 0.0035322 | 0 | 0 | 0.5146 | 0.4706 | 0.27 | 0 | 0 | 0 | 0 | F | T | F |  | 2019-06-01 |  | F
2__BTOTO000 | 2__BTOTO000 | TOTO Energy Limited | COVENT | G |  | _B | East Midlands | DEFAULT__B |  | C | 0.0035322 | 0 | 0 | 0.5146 | 0.4706 | 0.27 | 0 | 0 | 0 | 0 | F | T | F |  | 2019-06-01 |  | F
2__BTRAM000 | Tramonto_B | Switch Business Gas and Power | TRAM | G |  | _B | East Midlands | DEFAULT__B |  | C | 0.0035322 | 0 | -0.0069 | 0.5086 | 0.4257 | 0.27 | -0.004 | -0.003 | 0 | 0 | F | T | F |  | 2019-06-01 |  | F
2__BTREX000 | 2__BTREX000 | POWER4ALL Limited | POWER4 | G |  | _B | East Midlands | DEFAULT__B |  | C | 0.0035322 | 0.02 | -17.4 | 0.6847 | 0.6518 | 0.27 | -11.914 | -11.341 | 0.014 | 0.013 | F | T | F |  | 2019-06-01 |  | F
2__BTULP000 | 2__BTULP000 | PURE PLANET LIMITED | TULIP | G |  | _B | East Midlands | DEFAULT__B |  | C | 0.0035322 | 0 | -11.65 | 0.4121 | 0.4315 | 0.27 | -4.801 | -5.027 | 0 | 0 | F | T | F |  | 2019-06-27 |  | F
2__BUKPR000 | UK_Power_Reserve_B | UK Power Reserve Limited | UKPR | G |  | _B | East Midlands | DEFAULT__B |  | C | 0.0035322 | 96.987 | -20 | 0.1387 | 0.0825 | 0.27 | -2.774 | -1.65 | 13.452 | 8.001 | F | T | F |  | 2019-07-03 |  | F
2__BUKPR001 | UKPR East Mids | UK Power Reserve Limited | UKPR | S | AG-BUKP01 | _B | East Midlands | DEFAULT__B |  | C | 0.0035322 | 125 | -15 | 0.4 | 0.4 | 0 | -6 | -6 | 50 | 50 | F | T | T |  | 2019-06-19 | F | F
2__BVAVU000 | VAVU_B | Vavu Power Limited | VAVU | G |  | _B | East Midlands | DEFAULT__B |  | C | 0.0035322 | 0 | 0 | 0.5146 | 0.4706 | 0.27 | 0 | 0 | 0 | 0 | F | T | F |  | 2019-06-01 |  | F
2__BVERM000 | VERM_B | ENERGISE BRITAIN GAS & ELEC | VERM | G |  | _B | East Midlands | DEFAULT__B |  | C | 0.0035322 | 0 | 0 | 0.5146 | 0.4706 | 0.27 | 0 | 0 | 0 | 0 | F | T | F |  | 2019-06-01 |  | F
2__BVETS000 | VTS_GSP_B_002 | Vattenfall Energy Trading | VTS | G |  | _B | East Midlands | DEFAULT__B |  | C | 0.0035322 | 108.447 | 0 | 0.116 | 0.1811 | 0.1351 | 0 | 0 | 14.651 | 14.651 | F | T | F |  | 2019-06-01 |  | F
2__BVIPR000 | 2__BVIPR000 | Viper Energy Supply Ltd | VIPER | G |  | _B | East Midlands | DEFAULT__B |  | C | 0.0035322 | 0 | 0 | 0.5146 | 0.4706 | 0.27 | 0 | 0 | 0 | 0 | F | T | F |  | 2019-06-01 |  | F
2__BVIRG000 | VIRG_B | Green Energy Supply Limited | VIRG | G |  | _B | East Midlands | DEFAULT__B |  | C | 0.0035322 | 0 | 0 | 0.5146 | 0.4706 | 0.27 | 0 | 0 | 0 | 0 | F | T | F |  | 2019-06-01 |  | F
2__BVNGA000 | 2__BVNGA000 | Venga Energy Supply Ltd | VENGA | G |  | _B | East Midlands | DEFAULT__B |  | C | 0.0035322 | 0 | 0 | 0.5146 | 0.4706 | 0.27 | 0 | 0 | 0 | 0 | F | T | F |  | 2019-06-01 |  | F
2__BVNQT000 | 2__BVNQT000 | Vanquist Energy Supply Ltd | VANQUIST | G |  | _B | East Midlands | DEFAULT__B |  | C | 0.0035322 | 0 | 0 | 0.5146 | 0.4706 | 0.27 | 0 | 0 | 0 | 0 | F | T | F |  | 2019-06-01 |  | F
2__BVOLT000 | 2__BVOLT000 | Co-operative Energy Limited | VOLA | G |  | _B | East Midlands | DEFAULT__B |  | C | 0.0035322 | 0.892 | -13.25 | 0.5841 | 0.6059 | 0.27 | -7.739 | -8.028 | 0.521 | 0.54 | F | T | F |  | 2019-06-01 |  | F
2__BWASH000 | WASH_B | Utility Point Limited | WASH | G |  | _B | East Midlands | DEFAULT__B |  | C | 0.0035322 | 0 | -4 | 0.4309 | 0.4509 | 0.27 | -1.724 | -1.804 | 0 | 0 | F | T | F |  | 2019-06-01 |  | F
2__BWILL000 | 2__BWILL000 | WILLAMETTE ENERGY LIMITED | WILLAMET | G |  | _B | East Midlands | DEFAULT__B |  | C | 0.0035322 | 0 | 0 | 0.5146 | 0.4706 | 0.27 | 0 | 0 | 0 | 0 | F | T | F |  | 2019-06-01 |  | F
2__BYELG000 | _B Default BM East Midlands | NPower Yorkshire Supply Ltd | YE | G | EMD-YEP01 | _B | East Midlands | DEFAULT__B |  | C | 0.0035322 | 0 | -3.034 | 0.5922 | 0.6146 | 0.27 | -1.797 | -1.865 | 0 | 0 | F | T | T |  | 2019-06-01 |  | F
2__BYNRG000 | 2__BYNRG000 | Daisy Energy Supply Ltd | DAISY | G |  | _B | East Midlands | DEFAULT__B |  | C | 0.0035322 | 0 | 0 | 0.5146 | 0.4706 | 0.27 | 0 | 0 | 0 | 0 | F | T | F |  | 2019-06-19 |  | F
2__BZPYR000 | 2__BZPYR000 | Green Network Energy Limited | ZEPHYR | G |  | _B | East Midlands | DEFAULT__B |  | C | 0.0035322 | 0 | -16.6 | 0.5709 | 0.5965 | 0.27 | -9.477 | -9.902 | 0 | 0 | F | T | F |  | 2019-07-22 | F | F
2__BZYTH000 | 2__BZYTH000 | ZYTHOS ENERGY LIMITED | ZYTHOS | G |  | _B | East Midlands | DEFAULT__B |  | C | 0.0035322 | 0 | 0 | 0.5146 | 0.4706 | 0.27 | 0 | 0 | 0 | 0 | F | T | F |  | 2019-06-01 |  | F
2__CALAB000 | ALAB_C | ALABAMA ENERGY LIMITED | ALAB | G |  | _C | LE Distribution | DEFAULT__C |  | C | 0.010341 | 0 | 0 | 0.5714 | 0.5353 | 0.27 | 0 | 0 | 0 | 0 | F | T | F |  | 2019-06-01 |  | F
2__CALAS000 | ALAS_C | ALASKA ENERGY LIMITED | ALAS | G |  | _C | LE Distribution | DEFAULT__C |  | C | 0.010341 | 0 | 0 | 0.5714 | 0.5353 | 0.27 | 0 | 0 | 0 | 0 | F | T | F |  | 2019-06-01 |  | F
2__CALTI000 | 2__CALTI000 | Co-operative Energy Limited | VOLA | G |  | _C | LE Distribution | DEFAULT__C |  | C | 0.010341 | 0 | -2.19 | 0.5972 | 0.629 | 0.27 | -1.308 | -1.378 | 0 | 0 | F | T | F |  | 2019-06-01 |  | F
2__CANGE000 | 2__CANGE000 | Limejump Energy Limited | ANGEL | G |  | _C | LE Distribution | DEFAULT__C |  | C | 0.010341 | 0 | 0 | 0.5714 | 0.5353 | 0.27 | 0 | 0 | 0 | 0 | F | T | F |  | 2019-06-01 |  | F
2__CANGE001 | 2__CANGE001 | Limejump Energy Limited | ANGEL | S |  | _C | LE Distribution | DEFAULT__C |  | C | 0.010341 | 50 | 0 | 0.5714 | 0.5353 | 0.27 | 0 | 0 | 13.5 | 13.5 | F | T | F |  | 2019-06-01 | F | F
2__CARIZ000 | ARIZ_C | Simplicity Energy Limited | ARIZ | G |  | _C | LE Distribution | DEFAULT__C |  | C | 0.010341 | 0 | 0 | 0.2588 | 0.2723 | 0.27 | 0 | 0 | 0 | 0 | F | T | F |  | 2019-06-01 |  | F
2__CARRU000 | 2__CARRU000 | BlueGreen Energy Services | ARRUZZI | G |  | _C | LE Distribution | DEFAULT__C |  | C | 0.010341 | 0 | 0 | 0.5714 | 0.5353 | 0.27 | 0 | 0 | 0 | 0 | F | T | F |  | 2019-06-01 |  | F
2__CAVRO000 | AVRO_C | AVRO ENERGY LIMITED | AVRO | G |  | _C | LE Distribution | DEFAULT__C |  | C | 0.010341 | 0 | -8.177 | 0.5352 | 0.5653 | 0.27 | -4.376 | -4.622 | 0 | 0 | F | T | F |  | 2019-06-28 |  | F
2__CAXIS000 | 2__CAXIS000 | Axis Telecom Ltd | AXISTELE | G |  | _C | LE Distribution | DEFAULT__C |  | C | 0.010341 | 0 | 0 | 0.4866 | 0.3776 | 0.27 | 0 | 0 | 0 | 0 | F | T | F |  | 2019-06-01 |  | F
2__CAXPO000 | 2__CAXPO000 | AXPO UK LIMITED | EGLUK | G | LON-AXPO1 | _C | LE Distribution | DEFAULT__C |  | C | 0.010341 | 1 | -20 | 0.7055 | 0.5295 | 0.27 | -14.11 | -10.59 | 0.706 | 0.53 | F | T | F |  | 2019-06-01 |  | F
2__CAZAC000 | 2__CAZAC000 | TOGETHER ENERGY SUPPLY LIMITED | AZACCA | G |  | _C | LE Distribution | DEFAULT__C |  | C | 0.010341 | 0 | 0 | 0.2808 | 0.3115 | 0.27 | 0 | 0 | 0 | 0 | F | T | F |  | 2019-06-01 |  | F
2__CBARB000 | 2__CBARB000 | Barbican Power Limited | BARBICAN | G |  | _C | LE Distribution | DEFAULT__C |  | C | 0.010341 | 0 | 0 | 0.5714 | 0.5353 | 0.27 | 0 | 0 | 0 | 0 | F | T | F |  | 2019-06-01 |  | F
2__CBAYS000 | 2__CBAYS000 | Bayswater Energy Limited | BAYSWATE | G |  | _C | LE Distribution | DEFAULT__C |  | C | 0.010341 | 0 | 0 | 0.5714 | 0.5353 | 0.27 | 0 | 0 | 0 | 0 | F | T | F |  | 2019-06-01 |  | F
2__CBCFC000 | 2__CBCFC000 | Octopus Energy Limited | MERCURY | G |  | _C | LE Distribution | DEFAULT__C |  | C | 0.010341 | 0 | 0 | 0.64 | 0.66 | 0.27 | 0 | 0 | 0 | 0 | F | T | F |  | 2019-06-01 |  | F
2__CBELS000 | 2__CBELS000 | Belsize Energy Limited | BELSIZE | G |  | _C | LE Distribution | DEFAULT__C |  | C | 0.010341 | 0 | 0 | 0.5714 | 0.5353 | 0.27 | 0 | 0 | 0 | 0 | F | T | F |  | 2019-06-01 |  | F
2__CBETH000 | 2__CBETH000 | Mongoose Energy Supply Limited | BETHNAL | G |  | _C | LE Distribution | DEFAULT__C |  | C | 0.010341 | 0 | 0 | 0.5714 | 0.5353 | 0.27 | 0 | 0 | 0 | 0 | F | T | F |  | 2019-06-01 |  | F
2__CBGAS000 | 2__CBGAS000 | British Gas Trading Ltd | BRITGAS | G | LON-BGS01 | _C | LE Distribution | DEFAULT__C |  | C | 0.010341 | 0 | -266.69 | 0.6079 | 0.6424 | 0.27 | -162.121 | -171.322 | 0 | 0 | F | T | T |  | 2019-07-03 |  | F
2__CBIZZ000 | 2__CBIZZ000 | British Gas Trading Ltd | BRITGAS | G | LON-BIZ01 | _C | LE Distribution | DEFAULT__C |  | C | 0.010341 | 0 | -4 | 0.3237 | 0.2433 | 0.27 | -1.295 | -0.973 | 0 | 0 | F | T | F |  | 2019-06-01 |  | F
2__CBLBL000 | 2__CBLBL000 | Bluebell Energy Supply Ltd | BLUEBELL | G |  | _C | LE Distribution | DEFAULT__C |  | C | 0.010341 | 0 | 0 | 0.5714 | 0.5353 | 0.27 | 0 | 0 | 0 | 0 | F | T | F |  | 2019-06-01 |  | F
2__CBNRG000 | 2__CBNRG000 | Electricity Plus Supply Ltd | BAENERGY | G |  | _C | LE Distribution | DEFAULT__C |  | C | 0.010341 | 0 | -19.872 | 0.6379 | 0.6564 | 0.27 | -12.676 | -13.044 | 0 | 0 | F | T | F |  | 2019-06-01 |  | F
2__CBORE000 | 2__CBORE000 | Zebra Power Limited | BOR | G |  | _C | LE Distribution | DEFAULT__C |  | C | 0.010341 | 0 | -0.07 | 0.5924 | 0.6257 | 0.27 | -0.041 | -0.044 | 0 | 0 | F | T | F |  | 2019-06-01 |  | F
2__CBORO000 | 2__CBORO000 | Borough Energy Limited | BOROUGH | G |  | _C | LE Distribution | DEFAULT__C |  | C | 0.010341 | 0 | 0 | 0.5714 | 0.5353 | 0.27 | 0 | 0 | 0 | 0 | F | T | F |  | 2019-06-01 |  | F
2__CBPGM000 | 2__CBPGM000 | BP Gas Marketing Limited | BPGAS | G |  | _C | LE Distribution | DEFAULT__C |  | C | 0.010341 | 0 | 0 | 0.5714 | 0.5353 | 0.27 | 0 | 0 | 0 | 0 | F | T | F |  | 2019-06-01 |  | F
2__CBREZ000 | 2__CBREZ000 | Breeze Energy Supply Ltd | BREEZE | G |  | _C | LE Distribution | DEFAULT__C |  | C | 0.010341 | 1.246 | -0.732 | 0.6281 | 0.6492 | 0.27 | -0.46 | -0.475 | 0.783 | 0.809 | F | T | F |  | 2019-06-01 |  | F
2__CBRZE000 | 2__CBRZE000 | arto.energy Ltd | BRONZE | G |  | _C | LE Distribution | DEFAULT__C |  | C | 0.010341 | 0 | 0 | 0.5714 | 0.5353 | 0.27 | 0 | 0 | 0 | 0 | F | T | F |  | 2019-06-01 |  | F
2__CBULN000 | 2__CBULN000 | Bryt Energy Limited | BULLION | G |  | _C | LE Distribution | DEFAULT__C |  | C | 0.010341 | 0 | -27.8 | 0.6619 | 0.5421 | 0.27 | -18.401 | -15.07 | 0 | 0 | F | T | F |  | 2019-06-01 |  | F
2__CCALI000 | 2__CCALI000 | Callesti Energy Supply Limited | CALLESTI | G |  | _C | LE Distribution | DEFAULT__C |  | C | 0.010341 | 0 | 0 | 0.5714 | 0.5353 | 0.27 | 0 | 0 | 0 | 0 | F | T | F |  | 2019-06-01 |  | F
2__CCALL000 | 2__CCALL000 | SP Energy Retail Ltd | SPSUP01 | G |  | _C | LE Distribution | DEFAULT__C |  | C | 0.010341 | 0 | -16 | 0.7144 | 0.6508 | 0.27 | -11.43 | -10.413 | 0 | 0 | F | T | F |  | 2019-06-01 |  | F
2__CCBRA000 | 2__CCBRA000 | Cabra Energy Supply Ltd | CABRA | G |  | _C | LE Distribution | DEFAULT__C |  | C | 0.010341 | 0 | 0 | 0.5714 | 0.5353 | 0.27 | 0 | 0 | 0 | 0 | F | T | F |  | 2019-06-01 |  | F
2__CCFWR000 | 2__CCFWR000 | Eddington Energy Supply Ltd | EDDINGTN | G |  | _C | LE Distribution | DEFAULT__C |  | C | 0.010341 | 0 | 0 | 0.608 | 0.6456 | 0.27 | 0 | 0 | 0 | 0 | F | T | F |  | 2019-06-01 |  | F
2__CCILI000 | 2__CCILI000 | Cilleni Energy Supply Limited | CILLENI | G |  | _C | LE Distribution | DEFAULT__C |  | C | 0.010341 | 0 | 0 | 0.5714 | 0.5353 | 0.27 | 0 | 0 | 0 | 0 | F | T | F |  | 2019-06-01 |  | F
2__CCIRC000 | 2__CCIRC000 | Flow Energy Ltd | CIRCUIT | G |  | _C | LE Distribution | DEFAULT__C |  | C | 0.010341 | 0 | -9.7808 | 0.624 | 0.6584 | 0.27 | -6.103 | -6.44 | 0 | 0 | F | T | F |  | 2019-06-01 |  | F
2__CCIRC001 | FLOWHH_C1 | Flow Energy Ltd | CIRCUIT | S |  | _C | LE Distribution | DEFAULT__C |  | C | 0.010341 | 0 | 0 | 0.5714 | 0.5353 | 0.27 | 0 | 0 | 0 | 0 | F | T | F |  | 2019-06-01 | F | F
2__CCMRO000 | 2__CCMRO000 | Camaro Energy Supply Ltd | CAMARO | G |  | _C | LE Distribution | DEFAULT__C |  | C | 0.010341 | 0 | 0 | 0.5714 | 0.5353 | 0.27 | 0 | 0 | 0 | 0 | F | T | F |  | 2019-06-01 |  | F
2__CCNDL000 | 2__CCNDL000 | NEAS Energy Ltd. | CNDA | G |  | _C | LE Distribution | DEFAULT__C |  | C | 0.010341 | 0 | 0 | 0.5714 | 0.5353 | 0.27 | 0 | 0 | 0 | 0 | F | T | F |  | 2019-06-01 |  | F
2__CCNRG000 | 2__CCNRG000 | Opus Energy (Corporate) Ltd | CHENERGY | G |  | _C | LE Distribution | DEFAULT__C |  | C | 0.010341 | 0 | -65.28 | 0.6013 | 0.4837 | 0.27 | -39.253 | -31.576 | 0 | 0 | F | T | F |  | 2019-07-03 |  | F
2__CCOLG000 | 2__CCOLG000 | Colgano Energy Supply Limited | COLGANO | G |  | _C | LE Distribution | DEFAULT__C |  | C | 0.010341 | 0 | 0 | 0.5714 | 0.5353 | 0.27 | 0 | 0 | 0 | 0 | F | T | F |  | 2019-06-01 |  | F
2__CCOLO000 | COLO_C | COLORADO ENERGY LIMITED | COLO | G |  | _C | LE Distribution | DEFAULT__C |  | C | 0.010341 | 0 | 0 | 0.5714 | 0.5353 | 0.27 | 0 | 0 | 0 | 0 | F | T | F |  | 2019-06-01 |  | F
2__CCOMT000 | 2__CCOMT000 | ENSTROGA Ltd | COMT1015 | G |  | _C | LE Distribution | DEFAULT__C |  | C | 0.010341 | 0 | -0.08 | 0.2015 | 0.2104 | 0.27 | -0.016 | -0.017 | 0 | 0 | F | T | F |  | 2019-06-01 |  | F
2__CCOOP000 | 2__CCOOP000 | I Supply Energy Limited | COOP | G |  | _C | LE Distribution | DEFAULT__C |  | C | 0.010341 | 0 | -7.16 | 0.623 | 0.6559 | 0.27 | -4.461 | -4.696 | 0 | 0 | F | T | F |  | 2019-06-01 |  | F
2__CCORE000 | 2__CCORE000 | Corona Energy Retail 4 Limited | SUPELEC3 | G |  | _C | LE Distribution | DEFAULT__C |  | C | 0.010341 | 0 | 0 | 0.5714 | 0.5353 | 0.27 | 0 | 0 | 0 | 0 | F | T | F |  | 2019-06-01 |  | F
2__CCOUL000 | 2__CCOUL000 | Coulomb Energy Supply Limited | COULOMB | G |  | _C | LE Distribution | DEFAULT__C |  | C | 0.010341 | 0 | 0 | 0.5714 | 0.5353 | 0.27 | 0 | 0 | 0 | 0 | F | T | F |  | 2019-06-01 |  | F
2__CCOVE000 | 2__CCOVE000 | TOTO Energy Limited | COVENT | G |  | _C | LE Distribution | DEFAULT__C |  | C | 0.010341 | 0 | -0.9 | 0.6052 | 0.6411 | 0.27 | -0.545 | -0.577 | 0 | 0 | F | T | F |  | 2019-06-01 |  | F
2__CCPPR000 | 2__CCPPR000 | Affect Energy Ltd | COPPER | G |  | _C | LE Distribution | DEFAULT__C |  | C | 0.010341 | 0 | -0.6 | 0.5666 | 0.5971 | 0.27 | -0.34 | -0.358 | 0 | 0 | F | T | F |  | 2019-06-01 |  | F
2__CCYCL000 | 2__CCYCL000 | Business Power & Gas Limited | CYCLONE | G |  | _C | LE Distribution | DEFAULT__C |  | C | 0.010341 | 0 | -10.103 | 0.5714 | 0.5353 | 0.27 | -5.773 | -5.408 | 0 | 0 | F | T | F |  | 2019-06-01 |  | F
2__CDESL000 | 2__CDESL000 | Daisy Energy Supply Ltd | DAISY | G |  | _C | LE Distribution | DEFAULT__C |  | C | 0.010341 | 0 | -0.556 | 0.5714 | 0.5353 | 0.27 | -0.318 | -0.298 | 0 | 0 | F | T | F |  | 2019-06-01 |  | F
2__CDFDL000 | 2__CDFDL000 | Tru Energy Limited | DAFFODIL | G |  | _C | LE Distribution | DEFAULT__C |  | C | 0.010341 | 0 | -0.02 | 0.5435 | 0.513 | 0.27 | -0.011 | -0.01 | 0 | 0 | F | T | F |  | 2019-06-01 |  | F
2__CDIRA000 | 2__CDIRA000 | Social Energy Supply Ltd | DIRAC | G |  | _C | LE Distribution | DEFAULT__C |  | C | 0.010341 | 0 | -0.005 | 0.5714 | 0.5353 | 0.27 | -0.003 | -0.003 | 0 | 0 | F | T | F |  | 2019-06-01 |  | F
2__CDNRG000 | 2__CDNRG000 | Donnington Energy Limited | DOENERGY | G |  | _C | LE Distribution | DEFAULT__C |  | C | 0.010341 | 0 | 0 | 0.5714 | 0.5353 | 0.27 | 0 | 0 | 0 | 0 | F | T | F |  | 2019-06-01 |  | F
2__CDRGI000 | UKHC_C | UK Healthcare Corporation Ltd | DENERGI1 | G |  | _C | LE Distribution | DEFAULT__C |  | C | 0.010341 | 0 | 0 | 0.5714 | 0.5353 | 0.27 | 0 | 0 | 0 | 0 | F | T | F |  | 2019-06-01 |  | F
2__CDUAL000 | 2__CDUAL000 | Dual Energy Direct Limited | DUALENER | G |  | _C | LE Distribution | DEFAULT__C |  | C | 0.010341 | 0 | -10.176 | 0.543 | 0.4218 | 0.27 | -5.526 | -4.292 | 0 | 0 | F | T | F |  | 2019-06-01 |  | F
2__CEBES000 | 2__CEBES000 | BES Commercial Electricity Ltd | EBEA | G |  | _C | LE Distribution | DEFAULT__C |  | C | 0.010341 | 0 | -12.584 | 0.5379 | 0.4127 | 0.27 | -6.769 | -5.193 | 0 | 0 | F | T | F |  | 2019-06-01 |  | F
2__CECOA000 | 2__CECOA000 | British Gas Trading Ltd | BRITGAS | G |  | _C | LE Distribution | DEFAULT__C |  | C | 0.010341 | 10 | 0 | 0.0009 | 0 | 0.0006 | 0 | 0 | 0.006 | 0.006 | F | T | F |  | 2019-06-01 |  | F
2__CECON000 | 2__CECON000 | Economy Power | ECON1 | G |  | _C | LE Distribution | DEFAULT__C |  | C | 0.010341 | 0 | 0 | 0.5714 | 0.5353 | 0.27 | 0 | 0 | 0 | 0 | F | T | F |  | 2019-06-01 |  | F
2__CECOT000 | 2__CECOT000 | The Renewable Energy Co Ltd | RENC | G |  | _C | LE Distribution | DEFAULT__C |  | C | 0.010341 | 0 | -64.62 | 0.6431 | 0.4577 | 0.27 | -41.557 | -29.577 | 0 | 0 | F | T | F |  | 2019-06-01 |  | F
2__CEDDI000 | 2__CEDDI000 | Eddington Energy Supply Ltd | EDDINGTN | G |  | _C | LE Distribution | DEFAULT__C |  | C | 0.010341 | 0 | -2.8 | 0.5852 | 0.6196 | 0.27 | -1.639 | -1.735 | 0 | 0 | F | T | F |  | 2019-06-01 |  | F
2__CEDFE000 | EDFE_London | EDF Energy Customers Ltd | LENCO | G | LON-EDF01 | _C | LE Distribution | DEFAULT__C |  | C | 0.010341 | 0 | 0 | 0.5714 | 0.5353 | 0.27 | 0 | 0 | 0 | 0 | F | T | T |  | 2019-06-01 |  | F
2__CEDGE000 | 2__CEDGE000 | Edgware Energy Limited | EDGWARE | G |  | _C | LE Distribution | DEFAULT__C |  | C | 0.010341 | 0 | 0 | 0.5714 | 0.5353 | 0.27 | 0 | 0 | 0 | 0 | F | T | F |  | 2019-06-01 |  | F
2__CEDIR000 | 2__CEDIR000 | British Gas Trading Ltd | BRITGAS | G | LON-EDR01 | _C | LE Distribution | DEFAULT__C |  | C | 0.010341 | 0 | 0 | 0.5714 | 0.5353 | 0.27 | 0 | 0 | 0 | 0 | F | T | T |  | 2019-06-01 |  | F
2__CEELC000 | 2__CEELC000 | E.ON Energy Solutions Limited | PGENERGY | G | LON-EAS01 | _C | LE Distribution | DEFAULT__C |  | C | 0.010341 | 0 | 0 | 0.5714 | 0.5353 | 0.27 | 0 | 0 | 0 | 0 | F | T | T |  | 2019-06-01 |  | F
2__CEENG000 | 2__CEENG000 | E.ON Energy Solutions Limited | PGENERGY | G | LON-EST01 | _C | LE Distribution | DEFAULT__C |  | C | 0.010341 | 0 | -6 | 0.6316 | 0.6575 | 0.27 | -3.79 | -3.945 | 0 | 0 | F | T | T |  | 2019-06-01 |  | F
2__CEETL000 | EETL in London | OVO Electricity Ltd | OVOE | G |  | _C | LE Distribution | DEFAULT__C |  | C | 0.010341 | 0 | 0 | 0.6033 | 0.6374 | 0.27 | 0 | 0 | 0 | 0 | F | T | F |  | 2019-06-01 |  | F
2__CEFLS000 | EFLS_C | Effortless Energy Ltd | EENERGY | G |  | _C | LE Distribution | DEFAULT__C |  | C | 0.010341 | 0 | -0.1 | 0.5621 | 0.5828 | 0.27 | -0.056 | -0.058 | 0 | 0 | F | T | F |  | 2019-06-01 |  | F
2__CEGDX000 | C_EGASELEC | E (GAS AND ELECTRICITY) LTD | LORM | G |  | _C | LE Distribution | DEFAULT__C |  | C | 0.010341 | 0 | 0 | 0.5714 | 0.5353 | 0.27 | 0 | 0 | 0 | 0 | F | T | F |  | 2019-06-01 |  | F
2__CEGML000 | EGML_C | ECO GREEN MANAGEMENT LIMITED | YGP1 | G |  | _C | LE Distribution | DEFAULT__C |  | C | 0.010341 | 0 | -0.3712 | 0.5768 | 0.4518 | 0.27 | -0.214 | -0.168 | 0 | 0 | F | T | F |  | 2019-06-01 |  | F
2__CELEC000 | Electraphase_C | ELECTRAPHASE LIMITED | EPHASE | G |  | _C | LE Distribution | DEFAULT__C |  | C | 0.010341 | 0 | 0 | 0.5714 | 0.5353 | 0.27 | 0 | 0 | 0 | 0 | F | T | F |  | 2019-06-01 |  | F
2__CEMEB000 | 2__CEMEB000 | E.ON Energy Solutions Limited | PGENERGY | G | LON-PGE01 | _C | LE Distribution | DEFAULT__C |  | C | 0.010341 | 0 | -192 | 0.7562 | 0.7125 | 0.27 | -145.19 | -136.8 | 0 | 0 | F | T | T |  | 2019-06-01 |  | F
2__CEMZO000 | 2__CEMZO000 | Emzo Energy Supply Ltd | EMZO | G |  | _C | LE Distribution | DEFAULT__C |  | C | 0.010341 | 0 | 0 | 0.5714 | 0.5353 | 0.27 | 0 | 0 | 0 | 0 | F | T | F |  | 2019-06-01 |  | F
2__CENDC000 | 2__CENDC000 | EPG Energy Limited | EPGNRG | G |  | _C | LE Distribution | DEFAULT__C |  | C | 0.010341 | 5.9 | -3.8 | -1.0195 | -1.0718 | 0.27 | 3.874 | 4.073 | -6.015 | -6.324 | F | T | F |  | 2019-06-08 |  | F
2__CENDC001 | 2__CENDC001 | EPG Energy Limited | EPGNRG | S |  | _C | LE Distribution | DEFAULT__C |  | C | 0.010341 | 0 | 0 | 0.5714 | 0.5353 | 0.27 | 0 | 0 | 0 | 0 | F | T | F |  | 2019-06-01 | F | F
2__CENDC002 | 2__CENDC002 | EPG Energy Limited | EPGNRG | S |  | _C | LE Distribution | DEFAULT__C |  | C | 0.010341 | 0 | 0 | 0.5714 | 0.5353 | 0.27 | 0 | 0 | 0 | 0 | F | T | F |  | 2019-06-01 | F | F
2__CENEC000 | 2__CENEC000 | Eneco Energy Trade | ENECOUK | G |  | _C | LE Distribution | DEFAULT__C |  | C | 0.010341 | 0 | -1.45 | 0.5613 | 0.3206 | 0.27 | -0.814 | -0.465 | 0 | 0 | F | T | F |  | 2019-06-01 |  | F
2__CENER000 | 2__CENER000 | Simply Your Energy | SUPLENER | G |  | _C | LE Distribution | DEFAULT__C |  | C | 0.010341 | 0 | 0 | 0.5714 | 0.5353 | 0.27 | 0 | 0 | 0 | 0 | F | T | F |  | 2019-06-01 |  | F
2__CENGQ000 | EnergyQ_C | Eversmart Energy Ltd | ENGQ | G |  | _C | LE Distribution | DEFAULT__C |  | C | 0.010341 | 0 | 0 | 0.3067 | 0.3522 | 0.27 | 0 | 0 | 0 | 0 | F | T | F |  | 2019-06-01 |  | F
2__CENRD000 | 2__CENRD000 | British Gas Trading Ltd | BRITGAS | G | LON-ENR01 | _C | LE Distribution | DEFAULT__C |  | C | 0.010341 | 16 | -240 | 0.5884 | 0.4757 | 0.27 | -141.216 | -114.168 | 9.414 | 7.611 | F | T | T |  | 2019-06-01 |  | F
2__CENRD002 | 2__CENRD002 | British Gas Trading Ltd | BRITGAS | S |  | _C | LE Distribution | DEFAULT__C |  | C | 0.010341 | 25 | -1 | 0.5714 | 0.5353 | 0.27 | -0.571 | -0.535 | 14.285 | 13.383 | F | T | F |  | 2019-06-01 | F | F
2__CENRG000 | 2__CENRG000 | Opus Energy Renewables Limited | EVENERGY | G |  | _C | LE Distribution | DEFAULT__C |  | C | 0.010341 | 4.5 | 0 | 0.584 | 0.6058 | 0.5904 | 0 | 0 | 2.657 | 2.657 | F | T | F |  | 2019-06-01 |  | F
2__CENRG002 | ENRGC2 | Opus Energy Renewables Limited | EVENERGY | S |  | _C | LE Distribution | DEFAULT__C |  | C | 0.010341 | 0 | 0 | 0.5714 | 0.5353 | 0.27 | 0 | 0 | 0 | 0 | F | T | F |  | 2019-06-01 | F | F
2__CEOND000 | 2__CEOND000 | E.ON Energy Solutions Limited | PGENERGY | G |  | _C | LE Distribution | DEFAULT__C |  | C | 0.010341 | 0 | -4 | 0.5714 | 0.5353 | 0.27 | -2.286 | -2.141 | 0 | 0 | F | T | F |  | 2019-06-01 |  | F
2__CEPHH000 | 2__CEPHH000 | Economy Power | ECON1 | G |  | _C | LE Distribution | DEFAULT__C |  | C | 0.010341 | 0 | 0 | 0.5714 | 0.5353 | 0.27 | 0 | 0 | 0 | 0 | F | T | F |  | 2019-06-01 |  | F
2__CEQUI000 | 2__CEQUI000 | Equinicity Ltd | EQUIN | G |  | _C | LE Distribution | DEFAULT__C |  | C | 0.010341 | 0 | 0 | 0.5714 | 0.5353 | 0.27 | 0 | 0 | 0 | 0 | F | T | F |  | 2019-06-19 |  | F
2__CESSL000 | 2__CESSL000 | Squeaky Clean Energy Limited | ESSL1015 | G |  | _C | LE Distribution | DEFAULT__C |  | C | 0.010341 | 0 | -3.21 | 0.4984 | 0.4585 | 0.27 | -1.6 | -1.472 | 0 | 0 | F | T | F |  | 2019-06-01 |  | F
2__CEURO000 | 2__CEURO000 | Robin Hood Energy Limited | EUROPA | G |  | _C | LE Distribution | DEFAULT__C |  | C | 0.010341 | 0 | -9.56 | 0.5714 | 0.5353 | 0.27 | -5.463 | -5.117 | 0 | 0 | F | T | F |  | 2019-06-01 |  | F
2__CEUST000 | 2__CEUST000 | Euston Energy Limited | EUSTON | G |  | _C | LE Distribution | DEFAULT__C |  | C | 0.010341 | 0 | 0 | 0.5714 | 0.5353 | 0.27 | 0 | 0 | 0 | 0 | F | T | F |  | 2019-06-01 |  | F
2__CEVER000 | 2__CEVER000 | Eversmart Energy Ltd | ENGQ | G |  | _C | LE Distribution | DEFAULT__C |  | C | 0.010341 | 0 | 0 | 0.5714 | 0.5353 | 0.27 | 0 | 0 | 0 | 0 | F | T | F |  | 2019-06-01 |  | F
2__CEXGL000 | Exelon_C | Exelon Generation Limited | EXGENLIM | G |  | _C | LE Distribution | DEFAULT__C |  | C | 0.010341 | 0 | 0 | 0.5714 | 0.5353 | 0.27 | 0 | 0 | 0 | 0 | F | T | F |  | 2019-06-01 |  | F
2__CFARA000 | 2__CFARA000 | URE Energy Limited | FARADAY | G |  | _C | LE Distribution | DEFAULT__C |  | C | 0.010341 | 0 | 0 | 0.5714 | 0.5353 | 0.27 | 0 | 0 | 0 | 0 | F | T | F |  | 2019-06-01 |  | F
2__CFARR000 | 2__CFARR000 | Farringdon Energy Limited | FARRINGD | G |  | _C | LE Distribution | DEFAULT__C |  | C | 0.010341 | 0 | 0 | 0.5714 | 0.5353 | 0.27 | 0 | 0 | 0 | 0 | F | T | F |  | 2019-06-01 |  | F
2__CFLEX000 | 2__CFLEX000 | Flexitricity Limited | FLEXTRCY | G |  | _C | LE Distribution | DEFAULT__C |  | C | 0.010341 | 0 | 0 | 0.5714 | 0.5353 | 0.27 | 0 | 0 | 0 | 0 | F | T | F |  | 2019-06-01 |  | F
2__CFNRG000 | 2__CFNRG000 | Farmoor Energy Limited | FRENERGY | G |  | _C | LE Distribution | DEFAULT__C |  | C | 0.010341 | 0 | 0 | 0.5714 | 0.5353 | 0.27 | 0 | 0 | 0 | 0 | F | T | F |  | 2019-06-01 |  | F
2__CFRST000 | 2__CFRST000 | Shell Energy Retail Limited | FRST01 | G |  | _C | LE Distribution | DEFAULT__C |  | C | 0.010341 | 0 | -30.44 | 0.6006 | 0.6354 | 0.27 | -18.282 | -19.342 | 0 | 0 | F | T | F |  | 2019-06-24 |  | F
2__CFSEN000 | 2__CFSEN000 | F & S Energy Ltd | FSE0001 | G |  | _C | LE Distribution | DEFAULT__C |  | C | 0.010341 | 0 | -16 | 0.566 | 0.3548 | 0.27 | -9.056 | -5.677 | 0 | 0 | F | T | F |  | 2019-06-01 |  | F
2__CFXGL000 | 2__CFXGL000 | Foxglove Energy Supply Ltd | FOXGLOVE | G |  | _C | LE Distribution | DEFAULT__C |  | C | 0.010341 | 0 | -1.3708 | 0.5679 | 0.6028 | 0.27 | -0.778 | -0.826 | 0 | 0 | F | T | F |  | 2019-06-01 |  | F
2__CGALE000 | 2__CGALE000 | PLANET 9 ENERGY LTD | GALENA | G |  | _C | LE Distribution | DEFAULT__C |  | C | 0.010341 | 0 | 0 | 0.5714 | 0.5353 | 0.27 | 0 | 0 | 0 | 0 | F | T | F |  | 2019-06-01 |  | F
2__CGANY000 | 2__CGANY000 | Solarplicity Supply Limited | GANYMEDE | G |  | _C | LE Distribution | DEFAULT__C |  | C | 0.010341 | 0 | -3.482 | 0.6291 | 0.5884 | 0.27 | -2.191 | -2.049 | 0 | 0 | F | T | F |  | 2019-06-01 |  | F
2__CGESL000 | 2__CGESL000 | SO Energy Trading Limited | GOLD | G |  | _C | LE Distribution | DEFAULT__C |  | C | 0.010341 | 0 | -5.5 | 0.5761 | 0.6084 | 0.27 | -3.169 | -3.346 | 0 | 0 | F | T | F |  | 2019-06-01 |  | F
2__CGETW000 | 2__CGETW000 | Utilita Energy Limited | UTILITA | G |  | _C | LE Distribution | DEFAULT__C |  | C | 0.010341 | 0 | -22 | 0.7047 | 0.6894 | 0.27 | -15.503 | -15.167 | 0 | 0 | F | T | F |  | 2019-06-01 |  | F
2__CGLDE000 | 2__CGLDE000 | Golders Energy Limited | GOLDERS | G |  | _C | LE Distribution | DEFAULT__C |  | C | 0.010341 | 0 | 0 | 0.5714 | 0.5353 | 0.27 | 0 | 0 | 0 | 0 | F | T | F |  | 2019-06-01 |  | F
2__CGMTR000 | 2__CGMTR000 | Gazprom M & T Retail Ltd | GMTR | G |  | _C | LE Distribution | DEFAULT__C |  | C | 0.010341 | 80 | -39.582 | 0.248 | 0.3 | 0.27 | -9.816 | -11.875 | 19.84 | 24 | F | T | F |  | 2019-06-01 |  | F
2__CGMTX000 | 2__CGMTX000 | Gazprom M & T Retail Ltd | GMTR | G |  | _C | LE Distribution | DEFAULT__C |  | C | 0.010341 | 0 | 0 | 0.5714 | 0.5353 | 0.27 | 0 | 0 | 0 | 0 | F | T | F |  | 2019-06-19 |  | F
2__CGNRG000 | 2__CGNRG000 | Green Energy (UK) Plc | GRNUKPLC | G |  | _C | LE Distribution | DEFAULT__C |  | C | 0.010341 | 0 | -4.8 | 0.7205 | 0.6377 | 0.27 | -3.458 | -3.061 | 0 | 0 | F | T | F |  | 2019-06-01 |  | F
2__CGONG000 | 2__CGONG000 | Shell Energy Retail Limited | FRST01 | G |  | _C | LE Distribution | DEFAULT__C |  | C | 0.010341 | 0 | 0 | 0.5714 | 0.5353 | 0.27 | 0 | 0 | 0 | 0 | F | T | F |  | 2019-06-01 |  | F
2__CHAVE000 | 2__CHAVE000 | Haven Power Ltd | HAVEN | G | LON-HVN01 | _C | LE Distribution | DEFAULT__C |  | C | 0.010341 | 0 | 0 | 0.5714 | 0.5353 | 0.27 | 0 | 0 | 0 | 0 | F | T | T |  | 2019-06-01 |  | F
2__CHAWK000 | 2__CHAWK000 | MAXEN POWER SUPPLY LIMITED | HAWKING | G |  | _C | LE Distribution | DEFAULT__C |  | C | 0.010341 | 0 | 0 | 0.5714 | 0.5353 | 0.27 | 0 | 0 | 0 | 0 | F | T | F |  | 2019-06-01 |  | F
2__CHOLB000 | 2__CHOLB000 | Holborn Energy Limited | HOLBORN | G |  | _C | LE Distribution | DEFAULT__C |  | C | 0.010341 | 0 | 0 | 0.5714 | 0.5353 | 0.27 | 0 | 0 | 0 | 0 | F | T | F |  | 2019-06-01 |  | F
2__CHOME000 | 2__CHOME000 | ENGIE Power Limited | RWETDL | G |  | _C | LE Distribution | DEFAULT__C |  | C | 0.010341 | 0 | -6 | 0.5785 | 0.6122 | 0.27 | -3.471 | -3.673 | 0 | 0 | F | T | F |  | 2019-06-01 |  | F
2__CHPOW000 | 2__CHPOW000 | Haven Power Ltd | HAVEN | G | LON-HPW01 | _C | LE Distribution | DEFAULT__C |  | C | 0.010341 | 0 | -162 | 0.7556 | 0.6756 | 0.27 | -122.407 | -109.447 | 0 | 0 | F | T | T |  | 2019-06-26 | F | F
2__CHPOW001 | __CHPOW001 | Haven Power Ltd | HAVEN | S |  | _C | LE Distribution | DEFAULT__C |  | C | 0.010341 | 0 | 0 | 0.5714 | 0.5353 | 0.27 | 0 | 0 | 0 | 0 | F | T | F |  | 2019-06-01 | F | F
2__CHPOW002 | __CHPOW002 | Haven Power Ltd | HAVEN | S |  | _C | LE Distribution | DEFAULT__C |  | C | 0.010341 | 0 | 0 | 0.5714 | 0.5353 | 0.27 | 0 | 0 | 0 | 0 | F | T | F |  | 2019-06-01 | F | F
2__CHUDG000 | 2__CHUDG000 | Hudson Energy Supply UK Ltd | AMPERE | G |  | _C | LE Distribution | DEFAULT__C |  | C | 0.010341 | 0 | 0 | 0.5714 | 0.5353 | 0.27 | 0 | 0 | 0 | 0 | F | T | F |  | 2019-06-01 |  | F
2__CHUDS000 | 2__CHUDS000 | Hudson Energy Supply UK Ltd | AMPERE | G |  | _C | LE Distribution | DEFAULT__C |  | C | 0.010341 | 0 | -19 | 0.6297 | 0.5554 | 0.27 | -11.964 | -10.553 | 0 | 0 | F | T | F |  | 2019-07-18 |  | F
2__CHYDE000 | SSE SBMU1 - London GSPG | SSE Electricity Limited | SWEL | G | LON-SSE01 | _C | LE Distribution | DEFAULT__C |  | C | 0.010341 | 0 | -0.4 | 0.6229 | 0.6569 | 0.27 | -0.249 | -0.263 | 0 | 0 | F | T | T |  | 2019-06-01 |  | F
2__CIAMP000 | 2__CIAMP000 | AMPowerUK Ltd | INVE | G |  | _C | LE Distribution | DEFAULT__C |  | C | 0.010341 | 0 | 0 | 0.5714 | 0.5353 | 0.27 | 0 | 0 | 0 | 0 | F | T | F |  | 2019-06-01 |  | F
2__CIMPO000 | 2__CIMPO000 | SSE Energy Supply Limited | SSE | G | LON-ATL01 | _C | LE Distribution | DEFAULT__C |  | C | 0.010341 | 0 | -423.8 | 0.6264 | 0.4984 | 0.27 | -265.468 | -211.222 | 0 | 0 | F | T | T |  | 2019-06-01 |  | F
2__CINDE000 | INDE LONDON | Npower Direct Limited | NITTWO01 | G | LON-INE01 | _C | LE Distribution | DEFAULT__C |  | C | 0.010341 | 0 | -21.6 | 0.556 | 0.4414 | 0.27 | -12.01 | -9.534 | 0 | 0 | F | T | T |  | 2019-06-01 |  | F
2__CINVE000 | INVE_C | AMPowerUK Ltd | INVE | G |  | _C | LE Distribution | DEFAULT__C |  | C | 0.010341 | 0 | 0 | 0.5613 | 0.4562 | 0.27 | 0 | 0 | 0 | 0 | F | T | F |  | 2019-06-01 |  | F
2__CIRES000 | LON-IRS01 | Octopus Energy Limited | MERCURY | G |  | _C | LE Distribution | DEFAULT__C |  | C | 0.010341 | 0 | 0 | 0.5714 | 0.5353 | 0.27 | 0 | 0 | 0 | 0 | F | T | F |  | 2019-07-17 |  | F
2__CIRID000 | 2__CIRID000 | PFP Energy Supplies Limited | IRIDIUM | G |  | _C | LE Distribution | DEFAULT__C |  | C | 0.010341 | 0 | -4.4 | 0.6018 | 0.6344 | 0.27 | -2.648 | -2.791 | 0 | 0 | F | T | F |  | 2019-06-01 |  | F
2__CJERE000 | 2__CJERE000 | Hudson Energy Supply UK Ltd | AMPERE | G | CJERE000 | _C | LE Distribution | DEFAULT__C |  | C | 0.010341 | 0 | -5 | 0.6056 | 0.6407 | 0.27 | -3.028 | -3.204 | 0 | 0 | F | T | F |  | 2019-07-05 |  | F
2__CKENS000 | 2__CKENS000 | Kensington Power Limited | KENSINGT | G |  | _C | LE Distribution | DEFAULT__C |  | C | 0.010341 | 0 | -12 | 0.6449 | 0.5534 | 0.27 | -7.739 | -6.641 | 0 | 0 | F | T | F |  | 2019-06-01 |  | F
2__CLIGH000 | 2__CLIGH000 | MVV Environment Services Ltd | LIGHTNIN | G |  | _C | LE Distribution | DEFAULT__C |  | C | 0.010341 | 0 | 0 | 0.5714 | 0.5353 | 0.27 | 0 | 0 | 0 | 0 | F | T | F |  | 2019-06-01 |  | F
2__CLILY000 | 2__CLILY000 | Delta Gas And Power Ltd | LILY | G |  | _C | LE Distribution | DEFAULT__C |  | C | 0.010341 | 0 | 0 | 0.5714 | 0.5353 | 0.27 | 0 | 0 | 0 | 0 | F | T | F |  | 2019-06-01 |  | F
2__CLIME000 | 2__CLIME000 | Limejump Energy Limited | ANGEL | G |  | _C | LE Distribution | DEFAULT__C |  | C | 0.010341 | 0 | 0 | 0.5714 | 0.5353 | 0.27 | 0 | 0 | 0 | 0 | F | T | F |  | 2019-06-01 |  | F
2__CLOND000 | LE Default BMUid LOND | EDF Energy Customers Ltd | LENCO | G | LON-LON01 | _C | LE Distribution | DEFAULT__C |  | C | 0.010341 | 0 | -1100 | 0.7389 | 0.6389 | 0.27 | -812.79 | -702.79 | 0 | 0 | F | T | T |  | 2019-06-01 |  | F
2__CLORM000 | Lorimer_C | E (GAS AND ELECTRICITY) LTD | LORM | G |  | _C | LE Distribution | DEFAULT__C |  | C | 0.010341 | 0 | -3.56 | 0.56 | 0.5906 | 0.27 | -1.994 | -2.103 | 0 | 0 | F | T | F |  | 2019-07-01 |  | F
2__CLUME000 | 2__CLUME000 | GNERGY Limited | LUMA | G |  | _C | LE Distribution | DEFAULT__C |  | C | 0.010341 | 0 | 0 | 0.5792 | 0.6106 | 0.27 | 0 | 0 | 0 | 0 | F | T | F |  | 2019-06-01 |  | F
2__CLUMO000 | 2__CLUMO000 | OVO Electricity Ltd | OVOE | G |  | _C | LE Distribution | DEFAULT__C |  | C | 0.010341 | 0 | 0 | 0.5179 | 0.5468 | 0.27 | 0 | 0 | 0 | 0 | F | T | F |  | 2019-06-01 |  | F
2__CLVDR000 | 2__CLVDR000 | ESB ENERGY LTD | LAVENDER | G |  | _C | LE Distribution | DEFAULT__C |  | C | 0.010341 | 0 | -2.194 | 0.4374 | 0.4605 | 0.27 | -0.96 | -1.01 | 0 | 0 | F | T | F |  | 2019-06-01 |  | F
2__CMAEL000 | 2__CMAEL000 | MA Energy Limited | MA200308 | G |  | _C | LE Distribution | DEFAULT__C |  | C | 0.010341 | 0 | -6 | 0.5946 | 0.3783 | 0.27 | -3.568 | -2.27 | 0 | 0 | F | T | F |  | 2019-06-01 |  | F
2__CMAET000 | MA Energy Ltd | MA Energy Limited | MA200308 | G |  | _C | LE Distribution | DEFAULT__C |  | C | 0.010341 | 0 | 0 | 0.5714 | 0.5353 | 0.27 | 0 | 0 | 0 | 0 | F | T | F |  | 2019-06-01 |  | F
2__CMAGN000 | 2__CMAGN000 | Orsted Power Sales (UK) Ltd | MAGNETIC | G |  | _C | LE Distribution | DEFAULT__C |  | C | 0.010341 | 7 | -29 | 0.7059 | 0.5494 | 0.27 | -20.471 | -15.933 | 4.941 | 3.846 | F | T | F |  | 2019-06-01 |  | F
2__CMAIN000 | MAIN_C | e2m - energy trading ltd | MAIN | G |  | _C | LE Distribution | DEFAULT__C |  | C | 0.010341 | 0 | 0 | 0.5714 | 0.5353 | 0.27 | 0 | 0 | 0 | 0 | F | T | F |  | 2019-06-01 |  | F
2__CMANW000 | 2__CMANW000 | SP Energy Retail Ltd | SPSUP01 | G | LON-MNW01 | _C | LE Distribution | DEFAULT__C |  | C | 0.010341 | 0 | -1 | 0.6738 | 0.5862 | 0.27 | -0.674 | -0.586 | 0 | 0 | F | T | F |  | 2019-06-01 |  | F
2__CMARB000 | 2__CMARB000 | Marble Power Limited | MARBLE | G |  | _C | LE Distribution | DEFAULT__C |  | C | 0.010341 | 0 | 0 | 0.5714 | 0.5353 | 0.27 | 0 | 0 | 0 | 0 | F | T | F |  | 2019-06-01 |  | F
2__CMARI000 | 2__CMARI000 | LOGICOR ENERGY LTD | MARIGOLD | G |  | _C | LE Distribution | DEFAULT__C |  | C | 0.010341 | 0 | 0 | 0.5714 | 0.5353 | 0.27 | 0 | 0 | 0 | 0 | F | T | F |  | 2019-06-01 |  | F
2__CMATT000 | MATT_C | Mattina Limited | MATT | G |  | _C | LE Distribution | DEFAULT__C |  | C | 0.010341 | 0 | 0 | 0.5714 | 0.5353 | 0.27 | 0 | 0 | 0 | 0 | F | T | F |  | 2019-06-01 |  | F
2__CMIDE000 | NPEC London Area MIDE | Npower Limited | NPOWER01 | G | LON-MID01 | _C | LE Distribution | DEFAULT__C |  | C | 0.010341 | 0 | -25.622 | 0.6068 | 0.6406 | 0.27 | -15.547 | -16.413 | 0 | 0 | F | T | T |  | 2019-06-01 |  | F
2__CMINT000 | 2__CMINT000 | Toucan Energy Limited | MINT | G |  | _C | LE Distribution | DEFAULT__C |  | C | 0.010341 | 0 | 0 | 0.5714 | 0.5353 | 0.27 | 0 | 0 | 0 | 0 | F | T | F |  | 2019-06-01 |  | F
2__CMISS000 | MISS_C | MISSISSIPPI ENERGY LIMITED | MISS | G |  | _C | LE Distribution | DEFAULT__C |  | C | 0.010341 | 0 | 0 | 0.5714 | 0.5353 | 0.27 | 0 | 0 | 0 | 0 | F | T | F |  | 2019-06-01 |  | F
2__CMONT000 | 2__CMONT000 | Monument Energy Limited | MONUMENT | G |  | _C | LE Distribution | DEFAULT__C |  | C | 0.010341 | 0 | -2.8 | 0.4744 | 0.5006 | 0.27 | -1.328 | -1.402 | 0 | 0 | F | T | F |  | 2019-06-01 |  | F
2__CMRCY000 | 2__CMRCY000 | Octopus Energy Limited | MERCURY | G |  | _C | LE Distribution | DEFAULT__C |  | C | 0.010341 | 0 | -41.793 | 0.504 | 0.5213 | 0.27 | -21.064 | -21.787 | 0 | 0 | F | T | F |  | 2019-06-01 |  | F
2__CMTRL000 | 2__CMTRL000 | BROOK GREEN TRADING LIMITED | MISTRAL | G |  | _C | LE Distribution | DEFAULT__C |  | C | 0.010341 | 0 | -26.4 | 0.6296 | 0.4482 | 0.27 | -16.621 | -11.832 | 0 | 0 | F | T | F |  | 2019-06-17 |  | F
2__CNATP000 | NPEC London Area NATP | Npower Limited | NPOWER01 | G | LON-NPE01 | _C | LE Distribution | DEFAULT__C |  | C | 0.010341 | 0 | -430.43 | 0.6804 | 0.5594 | 0.27 | -292.865 | -240.783 | 0 | 0 | F | T | T |  | 2019-06-01 |  | F
2__CNCKL000 | 2__CNCKL000 | SSE Electricity Limited | SWEL | G |  | _C | LE Distribution | DEFAULT__C |  | C | 0.010341 | 0 | -0.414 | 0.6019 | 0.635 | 0.27 | -0.249 | -0.263 | 0 | 0 | F | T | F |  | 2019-06-01 |  | F
2__CNEEB000 | 2__CNEEB000 | NPower Northern Supply Ltd | NEEB | G | LON-NEE01 | _C | LE Distribution | DEFAULT__C |  | C | 0.010341 | 0 | -100.318 | 0.6764 | 0.6771 | 0.27 | -67.855 | -67.925 | 0 | 0 | F | T | T |  | 2019-06-01 |  | F
2__CNEVA000 | NEVA_C | NEVADA ENERGY LIMITED | NEVA | G |  | _C | LE Distribution | DEFAULT__C |  | C | 0.010341 | 0 | 0 | 0.5714 | 0.5353 | 0.27 | 0 | 0 | 0 | 0 | F | T | F |  | 2019-06-01 |  | F
2__CNEWP000 | 2__CNEWP000 | Shell Energy Supply UK Ltd | NEWPORT | G |  | _C | LE Distribution | DEFAULT__C |  | C | 0.010341 | 0 | -1.152 | 0.7116 | 0.5815 | 0.27 | -0.82 | -0.67 | 0 | 0 | F | T | F |  | 2019-06-01 |  | F
2__CNORW000 | 2__CNORW000 | E.ON Energy Solutions Limited | PGENERGY | G | LON-NWP01 | _C | LE Distribution | DEFAULT__C |  | C | 0.010341 | 0 | -2 | 0.6943 | 0.6839 | 0.27 | -1.389 | -1.368 | 0 | 0 | F | T | T |  | 2019-06-01 |  | F
2__CNUCE000 | 2__CNUCE000 | NDA | MAGNOX | G | LON-MEC01 | _C | LE Distribution | DEFAULT__C |  | C | 0.010341 | 0 | 0 | 0.5714 | 0.5353 | 0.27 | 0 | 0 | 0 | 0 | F | T | F |  | 2019-06-01 |  | F
2__COGAS000 | 2__COGAS000 | British Gas Trading Ltd | BRITGAS | G |  | _C | LE Distribution | DEFAULT__C |  | C | 0.010341 | 0 | -0.73 | 0.5714 | 0.5353 | 0.27 | -0.417 | -0.391 | 0 | 0 | F | T | F |  | 2019-06-01 |  | F
2__COPAL000 | 2__COPAL000 | Avid Energy | OPAL0516 | G |  | _C | LE Distribution | DEFAULT__C |  | C | 0.010341 | 0 | 0 | 0.5714 | 0.5353 | 0.27 | 0 | 0 | 0 | 0 | F | T | F |  | 2019-06-01 |  | F
2__COREB000 | 2__COREB000 | MoneyPlus Energy Limited | OREBA | G |  | _C | LE Distribution | DEFAULT__C |  | C | 0.010341 | 0 | 0 | 0.5714 | 0.5353 | 0.27 | 0 | 0 | 0 | 0 | F | T | F |  | 2019-06-01 |  | F
2__COREG000 | OREG_C | OREGON ENERGY LIMITED | OREG | G |  | _C | LE Distribution | DEFAULT__C |  | C | 0.010341 | 0 | 0 | 0.5714 | 0.5353 | 0.27 | 0 | 0 | 0 | 0 | F | T | F |  | 2019-06-01 |  | F
2__COSMI000 | 2__COSMI000 | BRISTOL NRG TEC&SERV(SUPP) LTD | OSMIUM | G |  | _C | LE Distribution | DEFAULT__C |  | C | 0.010341 | 0 | -2.686 | 0.6466 | 0.6703 | 0.27 | -1.737 | -1.8 | 0 | 0 | F | T | F |  | 2019-06-01 |  | F
2__COVAL000 | 2__COVAL000 | Oval Energy Limited | OVAL | G |  | _C | LE Distribution | DEFAULT__C |  | C | 0.010341 | 0 | 0 | 0.5714 | 0.5353 | 0.27 | 0 | 0 | 0 | 0 | F | T | F |  | 2019-06-01 |  | F
2__COVOE000 | 2__COVOE000 | OVO Electricity Ltd | OVOE | G |  | _C | LE Distribution | DEFAULT__C |  | C | 0.010341 | 0 | -35.408 | 0.6023 | 0.6377 | 0.27 | -21.326 | -22.58 | 0 | 0 | F | T | F |  | 2019-07-03 |  | F
2__COXPO000 | 2__COXPO000 | Opus Energy Limited | OXFPOWER | G |  | _C | LE Distribution | DEFAULT__C |  | C | 0.010341 | 0 | -54.96 | 0.5544 | 0.4405 | 0.27 | -30.47 | -24.21 | 0 | 0 | F | T | F |  | 2019-07-03 |  | F
2__CPADD000 | 2__CPADD000 | Paddington Power Limited | PADDINGT | G |  | _C | LE Distribution | DEFAULT__C |  | C | 0.010341 | 0 | 0 | 0.5714 | 0.5353 | 0.27 | 0 | 0 | 0 | 0 | F | T | F |  | 2019-06-01 |  | F
2__CPALL000 | 2__CPALL000 | Palladium Energy Supply Ltd | PALLAD | G |  | _C | LE Distribution | DEFAULT__C |  | C | 0.010341 | 0 | 0 | 0.5714 | 0.5353 | 0.27 | 0 | 0 | 0 | 0 | F | T | F |  | 2019-06-01 |  | F
2__CPERL000 | 2__CPERL000 | PERLE ENERGY LIMITED | PERLE | G |  | _C | LE Distribution | DEFAULT__C |  | C | 0.010341 | 0 | 0 | 0.5714 | 0.5353 | 0.27 | 0 | 0 | 0 | 0 | F | T | F |  | 2019-06-01 |  | F
2__CPGEN000 | 2__CPGEN000 | E.ON UK plc | POWERGEN | G | LON-PGU01 | _C | LE Distribution | DEFAULT__C |  | C | 0.010341 | 0 | -175 | 0.6375 | 0.4628 | 0.27 | -111.563 | -80.99 | 0 | 0 | F | T | T |  | 2019-06-01 |  | F
2__CPILO000 | 2__CPILO000 | Tonik Energy Limited | PILO1015 | G |  | _C | LE Distribution | DEFAULT__C |  | C | 0.010341 | 0 | -3.03 | 0.5429 | 0.5714 | 0.27 | -1.645 | -1.731 | 0 | 0 | F | T | F |  | 2019-06-01 |  | F
2__CPION000 | 2__CPION000 | Igloo Energy Supply Limited | PION1015 | G |  | _C | LE Distribution | DEFAULT__C |  | C | 0.010341 | 0 | -1.3816 | 0.3609 | 0.3782 | 0.27 | -0.499 | -0.523 | 0 | 0 | F | T | F |  | 2019-06-01 |  | F
2__CPIRO000 | 2__CPIRO000 | Pirranello Energy Supply Ltd | PIRANELO | G |  | _C | LE Distribution | DEFAULT__C |  | C | 0.010341 | 0 | 0 | 0.5714 | 0.5353 | 0.27 | 0 | 0 | 0 | 0 | F | T | F |  | 2019-06-01 |  | F
2__CPOWQ000 | PowerQ_C | Hartree Partners Supply UK | POWQ | G |  | _C | LE Distribution | DEFAULT__C |  | C | 0.010341 | 0 | 0 | 0.5714 | 0.5353 | 0.27 | 0 | 0 | 0 | 0 | F | T | F |  | 2019-06-01 |  | F
2__CPROZ000 | PROZ_C | Dyce Energy Ltd | PROZ | G |  | _C | LE Distribution | DEFAULT__C |  | C | 0.010341 | 0 | 0 | 0.5714 | 0.5353 | 0.27 | 0 | 0 | 0 | 0 | F | T | F |  | 2019-06-01 |  | F
2__CPSUK000 | NPEC London Area PSUK | Npower Limited | NPOWER01 | G |  | _C | LE Distribution | DEFAULT__C |  | C | 0.010341 | 0 | -3.19 | 0.6218 | 0.6559 | 0.27 | -1.984 | -2.092 | 0 | 0 | F | T | F |  | 2019-06-01 |  | F
2__CPURE000 | 2__CPURE000 | Good Energy Limited | PURE | G |  | _C | LE Distribution | DEFAULT__C |  | C | 0.010341 | 0 | -28.137 | 0.6523 | 0.4977 | 0.27 | -18.354 | -14.004 | 0 | 0 | F | T | F |  | 2019-06-19 |  | F
2__CPUTY000 | 2__CPUTY000 | Putney Energy Limited | PUTNEY | G |  | _C | LE Distribution | DEFAULT__C |  | C | 0.010341 | 0 | 0 | 0.5714 | 0.5353 | 0.27 | 0 | 0 | 0 | 0 | F | T | F |  | 2019-06-01 |  | F
2__CQEEN000 | 2__CQEEN000 | GoTo Energy (UK) Limited | QUEENS | G |  | _C | LE Distribution | DEFAULT__C |  | C | 0.010341 | 0 | 0 | 0.5714 | 0.5353 | 0.27 | 0 | 0 | 0 | 0 | F | T | F |  | 2019-06-01 |  | F
2__CRAYL000 | 2__CRAYL000 | Victory Energy Supply Limited | RAYLEIGH | G |  | _C | LE Distribution | DEFAULT__C |  | C | 0.010341 | 0 | 0 | 0.5714 | 0.5353 | 0.27 | 0 | 0 | 0 | 0 | F | T | F |  | 2019-06-01 |  | F
2__CREGE000 | 2__CREGE000 | Bulb Energy | REGENT | G |  | _C | LE Distribution | DEFAULT__C |  | C | 0.010341 | 0 | -90 | 0.5601 | 0.5838 | 0.27 | -50.409 | -52.542 | 0 | 0 | F | T | F |  | 2019-06-01 |  | F
2__CRENC000 | 2__CRENC000 | The Renewable Energy Co Ltd | RENC | G | LON-RNW01 | _C | LE Distribution | DEFAULT__C |  | C | 0.010341 | 0 | 0 | 0.5714 | 0.5353 | 0.27 | 0 | 0 | 0 | 0 | F | T | F |  | 2019-06-01 |  | F
2__CRHOD000 | 2__CRHOD000 | Utilita Energy Limited | UTILITA | G |  | _C | LE Distribution | DEFAULT__C |  | C | 0.010341 | 0 | -0.04 | 0.2986 | 0.3194 | 0.27 | -0.012 | -0.013 | 0 | 0 | F | T | F |  | 2019-06-01 |  | F
2__CROSE000 | 2__CROSE000 | Gas & Power Ltd TA Gulf G & P | ROSE | G |  | _C | LE Distribution | DEFAULT__C |  | C | 0.010341 | 0 | -0.302 | 0.5976 | 0.6262 | 0.27 | -0.18 | -0.189 | 0 | 0 | F | T | F |  | 2019-06-01 |  | F
2__CRUTH000 | 2__CRUTH000 | Rutherford Energy Supply Ltd | RUTHRFRD | G |  | _C | LE Distribution | DEFAULT__C |  | C | 0.010341 | 0 | 0 | 0.5714 | 0.5353 | 0.27 | 0 | 0 | 0 | 0 | F | T | F |  | 2019-06-01 |  | F
2__CRWED000 | 2__CRWED000 | ENGIE Power Limited | RWETDL | G | LON-GDF01 | _C | LE Distribution | DEFAULT__C |  | C | 0.010341 | 0 | -132 | 0.6791 | 0.5611 | 0.27 | -89.641 | -74.065 | 0 | 0 | F | T | T |  | 2019-06-01 |  | F
2__CSANT000 | 2__CSANT000 | Nabuh Energy Limited | SANT1015 | G |  | _C | LE Distribution | DEFAULT__C |  | C | 0.010341 | 0 | -0.818 | 0.517 | 0.5431 | 0.27 | -0.423 | -0.444 | 0 | 0 | F | T | F |  | 2019-06-01 |  | F
2__CSAPH000 | 2__CSAPH000 | ElectroRoute Energy Limited | SAPHIR | G |  | _C | LE Distribution | DEFAULT__C |  | C | 0.010341 | 0 | -2.209 | 0.5714 | 0.5353 | 0.27 | -1.262 | -1.182 | 0 | 0 | F | T | F |  | 2019-06-01 |  | F
2__CSATU000 | 2__CSATU000 | Satus Energy Limited | SATUS | G |  | _C | LE Distribution | DEFAULT__C |  | C | 0.010341 | 0 | 0 | 0.5714 | 0.5353 | 0.27 | 0 | 0 | 0 | 0 | F | T | F |  | 2019-06-01 |  | F
2__CSCAF000 | 2__CSCAF000 | Valda Energy Limited | SCAFELL | G |  | _C | LE Distribution | DEFAULT__C |  | C | 0.010341 | 0 | 0 | 0.5714 | 0.5353 | 0.27 | 0 | 0 | 0 | 0 | F | T | F |  | 2019-06-01 |  | F
2__CSEEB000 | 2__CSEEB000 | EDF Energy Customers Ltd | LENCO | G | LON-SEE01 | _C | LE Distribution | DEFAULT__C |  | C | 0.010341 | 0 | -4 | 0.7968 | 0.7333 | 0.27 | -3.187 | -2.933 | 0 | 0 | F | T | T |  | 2019-06-01 |  | F
2__CSEEE000 | 2__CSEEE000 | Shell Energy Europe Limited | SHELL2 | G |  | _C | LE Distribution | DEFAULT__C |  | C | 0.010341 | 0 | -1 | 0.5714 | 0.5353 | 0.27 | -0.571 | -0.535 | 0 | 0 | F | T | F |  | 2019-06-01 |  | F
2__CSIMC000 | 2__CSIMC000 | SIMCOE ENERGY LIMITED | SIMCOE | G |  | _C | LE Distribution | DEFAULT__C |  | C | 0.010341 | 0 | 0 | 0.5714 | 0.5353 | 0.27 | 0 | 0 | 0 | 0 | F | T | F |  | 2019-06-01 |  | F
2__CSING000 | SING_C | United Gas & Power Trading Ltd | SING | G |  | _C | LE Distribution | DEFAULT__C |  | C | 0.010341 | 0 | -3.5 | 0.5714 | 0.5353 | 0.27 | -2 | -1.874 | 0 | 0 | F | T | F |  | 2019-06-01 |  | F
2__CSINQ000 | Sinq_C | Sinq Power Ltd | SINQ | G |  | _C | LE Distribution | DEFAULT__C |  | C | 0.010341 | 0 | -2 | 0.5083 | 0.3958 | 0.27 | -1.017 | -0.792 | 0 | 0 | F | T | F |  | 2019-06-01 |  | F
2__CSIRO000 | 2__CSIRO000 | Hudson Energy Supply UK Ltd | AMPERE | G |  | _C | LE Distribution | DEFAULT__C |  | C | 0.010341 | 0 | 0 | 0.5714 | 0.5353 | 0.27 | 0 | 0 | 0 | 0 | F | T | F |  | 2019-06-01 |  | F
2__CSKLN000 | 2__CSKLN000 | Skylane Energy Supply Ltd | SKYLANE | G |  | _C | LE Distribution | DEFAULT__C |  | C | 0.010341 | 0 | 0 | 0.5714 | 0.5353 | 0.27 | 0 | 0 | 0 | 0 | F | T | F |  | 2019-06-01 |  | F
2__CSLVR000 | 2__CSLVR000 | CNG Electricity Limited | SILVER | G |  | _C | LE Distribution | DEFAULT__C |  | C | 0.010341 | 0.028 | -0.008 | 0.3 | 0 | 0.2 | -0.002 | 0 | 0.008 | 0 | F | T | F |  | 2019-06-01 |  | F
2__CSMAR000 | 2__CSMAR000 | Smartestenergy Limited | SMARTEST | G | LON-SEL01 | _C | LE Distribution | DEFAULT__C |  | C | 0.010341 | 4 | -243.749 | 0.6996 | 0.5483 | 0.27 | -170.527 | -133.648 | 2.798 | 2.193 | F | T | T |  | 2019-07-03 |  | F
2__CSNFR000 | 2__CSNFR000 | Sunflower Energy Supply Ltd | SUNFLOWE | G |  | _C | LE Distribution | DEFAULT__C |  | C | 0.010341 | 0 | 0 | 0.5714 | 0.5353 | 0.27 | 0 | 0 | 0 | 0 | F | T | F |  | 2019-06-01 |  | F
2__CSOUT000 | SE SBMU1 - London GSPG | SSE Electricity Limited | SWEL | G | LON-STH01 | _C | LE Distribution | DEFAULT__C |  | C | 0.010341 | 0 | -133.6 | 0.6147 | 0.6488 | 0.27 | -82.124 | -86.68 | 0 | 0 | F | T | T |  | 2019-06-01 |  | F
2__CSPAL000 | 2__CSPAL000 | Home Energy Trading Ltd | SPALT | G |  | _C | LE Distribution | DEFAULT__C |  | C | 0.010341 | 0 | -0.002 | 0.5714 | 0.5353 | 0.27 | -0.001 | -0.001 | 0 | 0 | F | T | F |  | 2019-06-01 |  | F
2__CSPOW000 | 2__CSPOW000 | SP Energy Retail Ltd | SPSUP01 | G | LON-SPC01 | _C | LE Distribution | DEFAULT__C |  | C | 0.010341 | 0 | -153.8 | 0.6749 | 0.5701 | 0.27 | -103.8 | -87.681 | 0 | 0 | F | T | T |  | 2019-06-01 |  | F
2__CSPRK000 | 2__CSPRK000 | OVO Electricity Ltd | OVOE | G |  | _C | LE Distribution | DEFAULT__C |  | C | 0.010341 | 0 | -11.7 | 0.6197 | 0.6504 | 0.27 | -7.25 | -7.61 | 0 | 0 | F | T | F |  | 2019-06-01 |  | F
2__CSQKY000 | 2__CSQKY000 | Squeaky Clean Energy Limited | ESSL1015 | G |  | _C | LE Distribution | DEFAULT__C |  | C | 0.010341 | 0 | 0 | 0.5714 | 0.5353 | 0.27 | 0 | 0 | 0 | 0 | F | T | F |  | 2019-07-17 |  | F
2__CSTAT000 | STAT C London | Statkraft Markets Gmbh | STATKRA1 | G |  | _C | LE Distribution | DEFAULT__C |  | C | 0.010341 | 0 | 0 | 0.5714 | 0.5353 | 0.27 | 0 | 0 | 0 | 0 | F | T | F |  | 2019-06-01 |  | F
2__CSWAE000 | SWA SBMU1 - London GSPG | SSE Electricity Limited | SWEL | G | LON-SWA01 | _C | LE Distribution | DEFAULT__C |  | C | 0.010341 | 0 | -0.6 | 0.6185 | 0.6548 | 0.27 | -0.371 | -0.393 | 0 | 0 | F | T | T |  | 2019-06-01 |  | F
2__CSWDP000 | 2__CSWDP000 | Snowdrop Energy Supply Ltd | SNOWDROP | G |  | _C | LE Distribution | DEFAULT__C |  | C | 0.010341 | 0.146 | 0 | 0.5087 | 0.5239 | 0.513 | 0 | 0 | 0.075 | 0.075 | F | T | F |  | 2019-06-01 |  | F
2__CSWEB000 | SWEB Default BMUid LOND | EDF Energy Customers Ltd | LENCO | G | LON-SWT01 | _C | LE Distribution | DEFAULT__C |  | C | 0.010341 | 0 | -4 | 0.6628 | 0.6659 | 0.27 | -2.651 | -2.664 | 0 | 0 | F | T | T |  | 2019-06-01 |  | F
2__CSWEL000 | SWL SBMU1- London GSPG | SSE Electricity Limited | SWEL | G |  | _C | LE Distribution | DEFAULT__C |  | C | 0.010341 | 0 | 0 | 0.5714 | 0.5353 | 0.27 | 0 | 0 | 0 | 0 | F | T | F |  | 2019-06-01 |  | F
2__CSYMB000 | 2__CSYMB000 | Symbio Energy Ltd | SYMBIO18 | G | LON-SYM01 | _C | LE Distribution | DEFAULT__C |  | C | 0.010341 | 0 | -0.002 | 0.5333 | 0.4333 | 0.27 | -0.001 | -0.001 | 0 | 0 | F | T | T |  | 2019-06-01 |  | F
2__CTEMP000 | 2__CTEMP000 | Temple Energy Limited | TEMPLE | G |  | _C | LE Distribution | DEFAULT__C |  | C | 0.010341 | 0 | 0 | 0.5714 | 0.5353 | 0.27 | 0 | 0 | 0 | 0 | F | T | F |  | 2019-06-01 |  | F
2__CTEXA000 | TEXA_C | AVRO COMMERCIAL ENERGY | TEXA | G |  | _C | LE Distribution | DEFAULT__C |  | C | 0.010341 | 0 | 0 | 0.5714 | 0.5353 | 0.27 | 0 | 0 | 0 | 0 | F | T | F |  | 2019-06-01 |  | F
2__CTGPL000 | 2__CTGPL000 | Total Gas & Power Ltd | TFEGP | G | LON-TFE01 | _C | LE Distribution | DEFAULT__C |  | C | 0.010341 | 8 | -230 | 0.6775 | 0.5353 | 0.27 | -155.825 | -123.119 | 5.42 | 4.282 | F | T | T |  | 2019-06-01 |  | F
2__CTHLE000 | 2__CTHLE000 | Orbit Energy Limited | THISTLE | G |  | _C | LE Distribution | DEFAULT__C |  | C | 0.010341 | 0 | 0 | 0.2467 | 0.2511 | 0.27 | 0 | 0 | 0 | 0 | F | T | F |  | 2019-06-01 |  | F
2__CTHRE000 | 2__CTHRE000 | Corona Energy Retail 4 Limited | SUPELEC3 | G |  | _C | LE Distribution | DEFAULT__C |  | C | 0.010341 | 0 | -8 | 0.5943 | 0.454 | 0.27 | -4.754 | -3.632 | 0 | 0 | F | T | F |  | 2019-06-01 |  | F
2__CTILL000 | 2__CTILL000 | TILLICUM ENERGY LIMITED | TILLICUM | G |  | _C | LE Distribution | DEFAULT__C |  | C | 0.010341 | 0 | 0 | 0.5714 | 0.5353 | 0.27 | 0 | 0 | 0 | 0 | F | T | F |  | 2019-06-01 |  | F
2__CTLWD000 | 2__CTLWD000 | BRUNTWOOD ENERGY SERVICES LTD | TAILWIND | G |  | _C | LE Distribution | DEFAULT__C |  | C | 0.010341 | 0 | -0.034 | 0.5714 | 0.5353 | 0.27 | -0.019 | -0.018 | 0 | 0 | F | T | F |  | 2019-06-01 |  | F
2__CTNDO000 | 2__CTNDO000 | Pozitive Energy Limited | TORNADO | G |  | _C | LE Distribution | DEFAULT__C |  | C | 0.010341 | 0 | -30 | 0.6419 | 0.5421 | 0.27 | -19.257 | -16.263 | 0 | 0 | F | T | F |  | 2019-06-01 |  | F
2__CTOGO000 | 2__CTOGO000 | TOGETHER ENERGY SUPPLY LIMITED | AZACCA | G |  | _C | LE Distribution | DEFAULT__C |  | C | 0.010341 | 0 | 0 | 0.5714 | 0.5353 | 0.27 | 0 | 0 | 0 | 0 | F | T | F |  | 2019-06-01 |  | F
2__CTONB000 | 2__CTONB000 | Tonik Energy Limited | PILO1015 | G |  | _C | LE Distribution | DEFAULT__C |  | C | 0.010341 | 0 | 0 | 0.5714 | 0.5353 | 0.27 | 0 | 0 | 0 | 0 | F | T | F |  | 2019-06-01 |  | F
2__CTOTO000 | 2__CTOTO000 | TOTO Energy Limited | COVENT | G |  | _C | LE Distribution | DEFAULT__C |  | C | 0.010341 | 0 | 0 | 0.5714 | 0.5353 | 0.27 | 0 | 0 | 0 | 0 | F | T | F |  | 2019-06-01 |  | F
2__CTRAM000 | Tramonto_C | Switch Business Gas and Power | TRAM | G |  | _C | LE Distribution | DEFAULT__C |  | C | 0.010341 | 0 | -0.0069 | 0.4783 | 0.3696 | 0.27 | -0.003 | -0.003 | 0 | 0 | F | T | F |  | 2019-06-01 |  | F
2__CTREX000 | 2__CTREX000 | POWER4ALL Limited | POWER4 | G |  | _C | LE Distribution | DEFAULT__C |  | C | 0.010341 | 0 | -7.6 | 0.6536 | 0.6307 | 0.27 | -4.967 | -4.793 | 0 | 0 | F | T | F |  | 2019-06-01 |  | F
2__CTULP000 | 2__CTULP000 | PURE PLANET LIMITED | TULIP | G |  | _C | LE Distribution | DEFAULT__C |  | C | 0.010341 | 0 | -12 | 0.4492 | 0.4748 | 0.27 | -5.39 | -5.698 | 0 | 0 | F | T | F |  | 2019-06-27 |  | F
2__CUKPR000 | UK_Power_Reserve_C | UK Power Reserve Limited | UKPR | G |  | _C | LE Distribution | DEFAULT__C |  | C | 0.010341 | 0 | 0 | 0.5714 | 0.5353 | 0.27 | 0 | 0 | 0 | 0 | F | T | F |  | 2019-06-01 |  | F
2__CVAVU000 | VAVU_C | Vavu Power Limited | VAVU | G |  | _C | LE Distribution | DEFAULT__C |  | C | 0.010341 | 0 | 0 | 0.5714 | 0.5353 | 0.27 | 0 | 0 | 0 | 0 | F | T | F |  | 2019-06-01 |  | F
2__CVERM000 | VERM_C | ENERGISE BRITAIN GAS & ELEC | VERM | G |  | _C | LE Distribution | DEFAULT__C |  | C | 0.010341 | 0 | 0 | 0.5714 | 0.5353 | 0.27 | 0 | 0 | 0 | 0 | F | T | F |  | 2019-06-01 |  | F
2__CVETS000 | VTS_GSP_C_003 | Vattenfall Energy Trading | VTS | G |  | _C | LE Distribution | DEFAULT__C |  | C | 0.010341 | 0 | 0 | 0.5714 | 0.5353 | 0.27 | 0 | 0 | 0 | 0 | F | T | F |  | 2019-06-01 |  | F
2__CVIPR000 | 2__CVIPR000 | Viper Energy Supply Ltd | VIPER | G |  | _C | LE Distribution | DEFAULT__C |  | C | 0.010341 | 0 | 0 | 0.5714 | 0.5353 | 0.27 | 0 | 0 | 0 | 0 | F | T | F |  | 2019-06-01 |  | F
2__CVIRG000 | VIRG_C | Green Energy Supply Limited | VIRG | G |  | _C | LE Distribution | DEFAULT__C |  | C | 0.010341 | 0 | 0 | 0.5714 | 0.5353 | 0.27 | 0 | 0 | 0 | 0 | F | T | F |  | 2019-06-01 |  | F
2__CVNGA000 | 2__CVNGA000 | Venga Energy Supply Ltd | VENGA | G |  | _C | LE Distribution | DEFAULT__C |  | C | 0.010341 | 0 | 0 | 0.5714 | 0.5353 | 0.27 | 0 | 0 | 0 | 0 | F | T | F |  | 2019-06-01 |  | F
2__CVNQT000 | 2__CVNQT000 | Vanquist Energy Supply Ltd | VANQUIST | G |  | _C | LE Distribution | DEFAULT__C |  | C | 0.010341 | 0 | 0 | 0.5714 | 0.5353 | 0.27 | 0 | 0 | 0 | 0 | F | T | F |  | 2019-06-01 |  | F
2__CVOLT000 | 2__CVOLT000 | Co-operative Energy Limited | VOLA | G | 0 | _C | LE Distribution | DEFAULT__C |  | C | 0.010341 | 0 | -6.4564 | 0.6197 | 0.6532 | 0.27 | -4.001 | -4.217 | 0 | 0 | F | T | F |  | 2019-06-01 |  | F
2__CWASH000 | WASH_C | Utility Point Limited | WASH | G |  | _C | LE Distribution | DEFAULT__C |  | C | 0.010341 | 0 | -4 | 0.4691 | 0.4944 | 0.27 | -1.876 | -1.978 | 0 | 0 | F | T | F |  | 2019-06-01 |  | F
2__CWILL000 | 2__CWILL000 | WILLAMETTE ENERGY LIMITED | WILLAMET | G |  | _C | LE Distribution | DEFAULT__C |  | C | 0.010341 | 0 | 0 | 0.5714 | 0.5353 | 0.27 | 0 | 0 | 0 | 0 | F | T | F |  | 2019-06-01 |  | F
2__CYELG000 | _C Default BM London | NPower Yorkshire Supply Ltd | YE | G | LON-YEP01 | _C | LE Distribution | DEFAULT__C |  | C | 0.010341 | 0 | -0.13 | 0.6179 | 0.6487 | 0.27 | -0.08 | -0.084 | 0 | 0 | F | T | T |  | 2019-06-01 |  | F
2__CYNRG000 | 2__CYNRG000 | Daisy Energy Supply Ltd | DAISY | G |  | _C | LE Distribution | DEFAULT__C |  | C | 0.010341 | 0 | 0 | 0.5714 | 0.5353 | 0.27 | 0 | 0 | 0 | 0 | F | T | F |  | 2019-06-19 |  | F
2__CZPYR000 | 2__CZPYR000 | Green Network Energy Limited | ZEPHYR | G |  | _C | LE Distribution | DEFAULT__C |  | C | 0.010341 | 0 | -10.68 | 0.611 | 0.6407 | 0.27 | -6.525 | -6.843 | 0 | 0 | F | T | F |  | 2019-07-22 | F | F
2__CZYTH000 | 2__CZYTH000 | ZYTHOS ENERGY LIMITED | ZYTHOS | G |  | _C | LE Distribution | DEFAULT__C |  | C | 0.010341 | 0 | 0 | 0.5714 | 0.5353 | 0.27 | 0 | 0 | 0 | 0 | F | T | F |  | 2019-06-01 |  | F
2__DALAB000 | ALAB_D | ALABAMA ENERGY LIMITED | ALAB | G |  | _D | Merseyside and North Wales | DEFAULT__D |  | C | 0.0073777 | 0 | 0 | 0.5103 | 0.493 | 0.27 | 0 | 0 | 0 | 0 | F | T | F |  | 2019-06-01 |  | F
2__DALAS000 | ALAS_D | ALASKA ENERGY LIMITED | ALAS | G |  | _D | Merseyside and North Wales | DEFAULT__D |  | C | 0.0073777 | 0 | 0 | 0.5103 | 0.493 | 0.27 | 0 | 0 | 0 | 0 | F | T | F |  | 2019-06-01 |  | F
2__DALTI000 | 2__DALTI000 | Co-operative Energy Limited | VOLA | G |  | _D | Merseyside and North Wales | DEFAULT__D |  | C | 0.0073777 | 0 | -1.2114 | 0.5659 | 0.6016 | 0.27 | -0.686 | -0.729 | 0 | 0 | F | T | F |  | 2019-06-01 |  | F
2__DANGE000 | 2__DANGE000 | Limejump Energy Limited | ANGEL | G |  | _D | Merseyside and North Wales | DEFAULT__D |  | C | 0.0073777 | 20.889 | 0 | 0.6385 | 0.6507 | 0.6421 | 0 | 0 | 13.413 | 13.413 | F | T | F |  | 2019-06-01 |  | F
2__DANGE001 | 2__DANGE001 | Limejump Energy Limited | ANGEL | S | AG-DLIM01 | _D | Merseyside and North Wales | DEFAULT__D |  | C | 0.0073777 | 50 | 0 | 0.5103 | 0.493 | 0.27 | 0 | 0 | 13.5 | 13.5 | F | T | T |  | 2019-06-01 | F | F
2__DARIZ000 | ARIZ_D | Simplicity Energy Limited | ARIZ | G |  | _D | Merseyside and North Wales | DEFAULT__D |  | C | 0.0073777 | 0 | 0 | 0.5103 | 0.493 | 0.27 | 0 | 0 | 0 | 0 | F | T | F |  | 2019-06-01 |  | F
2__DARRU000 | 2__DARRU000 | BlueGreen Energy Services | ARRUZZI | G |  | _D | Merseyside and North Wales | DEFAULT__D |  | C | 0.0073777 | 0 | 0 | 0.5103 | 0.493 | 0.27 | 0 | 0 | 0 | 0 | F | T | F |  | 2019-06-01 |  | F
2__DAVRO000 | AVRO_D | AVRO ENERGY LIMITED | AVRO | G |  | _D | Merseyside and North Wales | DEFAULT__D |  | C | 0.0073777 | 0 | -14.121 | 0.4854 | 0.5182 | 0.27 | -6.854 | -7.318 | 0 | 0 | F | T | F |  | 2019-06-28 |  | F
2__DAXIS000 | 2__DAXIS000 | Axis Telecom Ltd | AXISTELE | G |  | _D | Merseyside and North Wales | DEFAULT__D |  | C | 0.0073777 | 0 | -2.4 | 0.6063 | 0.5357 | 0.27 | -1.455 | -1.286 | 0 | 0 | F | T | F |  | 2019-06-01 |  | F
2__DAXPO000 | 2__DAXPO000 | AXPO UK LIMITED | EGLUK | G | MNW-AXPO1 | _D | Merseyside and North Wales | DEFAULT__D |  | C | 0.0073777 | 36 | -8 | 0.3697 | 0.4075 | 0.27 | -2.958 | -3.26 | 13.309 | 14.67 | F | T | F |  | 2019-06-01 |  | F
2__DAZAC000 | 2__DAZAC000 | TOGETHER ENERGY SUPPLY LIMITED | AZACCA | G |  | _D | Merseyside and North Wales | DEFAULT__D |  | C | 0.0073777 | 0 | 0 | 0.5103 | 0.493 | 0.27 | 0 | 0 | 0 | 0 | F | T | F |  | 2019-06-01 |  | F
2__DBARB000 | 2__DBARB000 | Barbican Power Limited | BARBICAN | G |  | _D | Merseyside and North Wales | DEFAULT__D |  | C | 0.0073777 | 0 | 0 | 0.5103 | 0.493 | 0.27 | 0 | 0 | 0 | 0 | F | T | F |  | 2019-06-01 |  | F
2__DBAYS000 | 2__DBAYS000 | Bayswater Energy Limited | BAYSWATE | G |  | _D | Merseyside and North Wales | DEFAULT__D |  | C | 0.0073777 | 0 | 0 | 0.5103 | 0.493 | 0.27 | 0 | 0 | 0 | 0 | F | T | F |  | 2019-06-01 |  | F
2__DBCFC000 | 2__DBCFC000 | Octopus Energy Limited | MERCURY | G |  | _D | Merseyside and North Wales | DEFAULT__D |  | C | 0.0073777 | 0 | 0 | 0.4739 | 0.5087 | 0.27 | 0 | 0 | 0 | 0 | F | T | F |  | 2019-06-01 |  | F
2__DBELS000 | 2__DBELS000 | Belsize Energy Limited | BELSIZE | G |  | _D | Merseyside and North Wales | DEFAULT__D |  | C | 0.0073777 | 0 | 0 | 0.5103 | 0.493 | 0.27 | 0 | 0 | 0 | 0 | F | T | F |  | 2019-06-01 |  | F
2__DBETH000 | 2__DBETH000 | Mongoose Energy Supply Limited | BETHNAL | G |  | _D | Merseyside and North Wales | DEFAULT__D |  | C | 0.0073777 | 0 | 0 | 0.5103 | 0.493 | 0.27 | 0 | 0 | 0 | 0 | F | T | F |  | 2019-06-01 |  | F
2__DBGAS000 | 2__DBGAS000 | British Gas Trading Ltd | BRITGAS | G | MNW-BGS01 | _D | Merseyside and North Wales | DEFAULT__D |  | C | 0.0073777 | 0 | -186.121 | 0.5502 | 0.5876 | 0.27 | -102.404 | -109.365 | 0 | 0 | F | T | T |  | 2019-06-19 |  | F
2__DBIZZ000 | 2__DBIZZ000 | British Gas Trading Ltd | BRITGAS | G | MNW-BIZ01 | _D | Merseyside and North Wales | DEFAULT__D |  | C | 0.0073777 | 0 | -4 | 0.3732 | 0.2914 | 0.27 | -1.493 | -1.166 | 0 | 0 | F | T | F |  | 2019-06-01 |  | F
2__DBLBL000 | 2__DBLBL000 | Bluebell Energy Supply Ltd | BLUEBELL | G |  | _D | Merseyside and North Wales | DEFAULT__D |  | C | 0.0073777 | 0 | 0 | 0.5103 | 0.493 | 0.27 | 0 | 0 | 0 | 0 | F | T | F |  | 2019-06-01 |  | F
2__DBNRG000 | 2__DBNRG000 | Electricity Plus Supply Ltd | BAENERGY | G |  | _D | Merseyside and North Wales | DEFAULT__D |  | C | 0.0073777 | 0 | -36.044 | 0.5882 | 0.6155 | 0.27 | -21.201 | -22.185 | 0 | 0 | F | T | F |  | 2019-06-01 |  | F
2__DBORE000 | 2__DBORE000 | Zebra Power Limited | BOR | G |  | _D | Merseyside and North Wales | DEFAULT__D |  | C | 0.0073777 | 0 | -0.07 | 0.4111 | 0.4333 | 0.27 | -0.029 | -0.03 | 0 | 0 | F | T | F |  | 2019-06-01 |  | F
2__DBORO000 | 2__DBORO000 | Borough Energy Limited | BOROUGH | G |  | _D | Merseyside and North Wales | DEFAULT__D |  | C | 0.0073777 | 0 | 0 | 0.5103 | 0.493 | 0.27 | 0 | 0 | 0 | 0 | F | T | F |  | 2019-06-01 |  | F
2__DBPGM000 | 2__DBPGM000 | BP Gas Marketing Limited | BPGAS | G |  | _D | Merseyside and North Wales | DEFAULT__D |  | C | 0.0073777 | 0 | 0 | 0.5103 | 0.493 | 0.27 | 0 | 0 | 0 | 0 | F | T | F |  | 2019-06-01 |  | F
2__DBREZ000 | 2__DBREZ000 | Breeze Energy Supply Ltd | BREEZE | G |  | _D | Merseyside and North Wales | DEFAULT__D |  | C | 0.0073777 | 3.304 | -1.706 | 0.5322 | 0.5671 | 0.27 | -0.908 | -0.967 | 1.758 | 1.874 | F | T | F |  | 2019-06-01 |  | F
2__DBRZE000 | 2__DBRZE000 | arto.energy Ltd | BRONZE | G |  | _D | Merseyside and North Wales | DEFAULT__D |  | C | 0.0073777 | 0 | 0 | 0.5103 | 0.493 | 0.27 | 0 | 0 | 0 | 0 | F | T | F |  | 2019-06-01 |  | F
2__DBULN000 | 2__DBULN000 | Bryt Energy Limited | BULLION | G |  | _D | Merseyside and North Wales | DEFAULT__D |  | C | 0.0073777 | 0 | -27.842 | 0.3558 | 0.3399 | 0.27 | -9.906 | -9.463 | 0 | 0 | F | T | F |  | 2019-07-03 |  | F
2__DCALI000 | 2__DCALI000 | Callesti Energy Supply Limited | CALLESTI | G |  | _D | Merseyside and North Wales | DEFAULT__D |  | C | 0.0073777 | 0 | 0 | 0.5103 | 0.493 | 0.27 | 0 | 0 | 0 | 0 | F | T | F |  | 2019-06-01 |  | F
2__DCALL000 | 2__DCALL000 | SP Energy Retail Ltd | SPSUP01 | G |  | _D | Merseyside and North Wales | DEFAULT__D |  | C | 0.0073777 | 0 | -12 | 0.6996 | 0.6499 | 0.27 | -8.395 | -7.799 | 0 | 0 | F | T | F |  | 2019-06-01 |  | F
2__DCBRA000 | 2__DCBRA000 | Cabra Energy Supply Ltd | CABRA | G |  | _D | Merseyside and North Wales | DEFAULT__D |  | C | 0.0073777 | 0 | 0 | 0.5103 | 0.493 | 0.27 | 0 | 0 | 0 | 0 | F | T | F |  | 2019-06-01 |  | F
2__DCFWR000 | 2__DCFWR000 | Eddington Energy Supply Ltd | EDDINGTN | G |  | _D | Merseyside and North Wales | DEFAULT__D |  | C | 0.0073777 | 0 | 0 | 0.5689 | 0.5995 | 0.27 | 0 | 0 | 0 | 0 | F | T | F |  | 2019-06-01 |  | F
2__DCILI000 | 2__DCILI000 | Cilleni Energy Supply Limited | CILLENI | G |  | _D | Merseyside and North Wales | DEFAULT__D |  | C | 0.0073777 | 0 | 0 | 0.5103 | 0.493 | 0.27 | 0 | 0 | 0 | 0 | F | T | F |  | 2019-06-01 |  | F
2__DCIRC000 | 2__DCIRC000 | Flow Energy Ltd | CIRCUIT | G |  | _D | Merseyside and North Wales | DEFAULT__D |  | C | 0.0073777 | 0 | -5.4092 | 0.5639 | 0.6009 | 0.27 | -3.05 | -3.25 | 0 | 0 | F | T | F |  | 2019-06-01 |  | F
2__DCIRC001 | FLOWHH_D1 | Flow Energy Ltd | CIRCUIT | S |  | _D | Merseyside and North Wales | DEFAULT__D |  | C | 0.0073777 | 0 | 0 | 0.5103 | 0.493 | 0.27 | 0 | 0 | 0 | 0 | F | T | F |  | 2019-06-01 | F | F
2__DCMRO000 | 2__DCMRO000 | Camaro Energy Supply Ltd | CAMARO | G |  | _D | Merseyside and North Wales | DEFAULT__D |  | C | 0.0073777 | 0 | 0 | 0.5103 | 0.493 | 0.27 | 0 | 0 | 0 | 0 | F | T | F |  | 2019-06-01 |  | F
2__DCNDL000 | 2__DCNDL000 | NEAS Energy Ltd. | CNDA | G |  | _D | Merseyside and North Wales | DEFAULT__D |  | C | 0.0073777 | 480 | 0 | 0.5103 | 0.493 | 0.27 | 0 | 0 | 129.6 | 129.6 | F | T | F |  | 2019-06-01 |  | F
2__DCNRG000 | 2__DCNRG000 | Opus Energy (Corporate) Ltd | CHENERGY | G |  | _D | Merseyside and North Wales | DEFAULT__D |  | C | 0.0073777 | 0 | -19.76 | 0.6646 | 0.5571 | 0.27 | -13.132 | -11.008 | 0 | 0 | F | T | F |  | 2019-07-03 |  | F
2__DCOLG000 | 2__DCOLG000 | Colgano Energy Supply Limited | COLGANO | G |  | _D | Merseyside and North Wales | DEFAULT__D |  | C | 0.0073777 | 0 | 0 | 0.5103 | 0.493 | 0.27 | 0 | 0 | 0 | 0 | F | T | F |  | 2019-06-01 |  | F
2__DCOLO000 | COLO_D | COLORADO ENERGY LIMITED | COLO | G |  | _D | Merseyside and North Wales | DEFAULT__D |  | C | 0.0073777 | 0 | 0 | 0.5103 | 0.493 | 0.27 | 0 | 0 | 0 | 0 | F | T | F |  | 2019-06-01 |  | F
2__DCOMT000 | 2__DCOMT000 | ENSTROGA Ltd | COMT1015 | G |  | _D | Merseyside and North Wales | DEFAULT__D |  | C | 0.0073777 | 0 | -4.469 | 0.4023 | 0.4299 | 0.27 | -1.798 | -1.921 | 0 | 0 | F | T | F |  | 2019-06-01 |  | F
2__DCOOP000 | 2__DCOOP000 | I Supply Energy Limited | COOP | G |  | _D | Merseyside and North Wales | DEFAULT__D |  | C | 0.0073777 | 0 | -5.4 | 0.5555 | 0.5904 | 0.27 | -3 | -3.188 | 0 | 0 | F | T | F |  | 2019-06-01 |  | F
2__DCOOP001 | ISEWIND_D | I Supply Energy Limited | COOP | S |  | _D | Merseyside and North Wales | DEFAULT__D |  | C | 0.0073777 | 0 | 0 | 0.5103 | 0.493 | 0.27 | 0 | 0 | 0 | 0 | F | T | F |  | 2019-06-01 | F | F
2__DCORE000 | 2__DCORE000 | Corona Energy Retail 4 Limited | SUPELEC3 | G |  | _D | Merseyside and North Wales | DEFAULT__D |  | C | 0.0073777 | 0 | 0 | 0.5103 | 0.493 | 0.27 | 0 | 0 | 0 | 0 | F | T | F |  | 2019-06-01 |  | F
2__DCOUL000 | 2__DCOUL000 | Coulomb Energy Supply Limited | COULOMB | G |  | _D | Merseyside and North Wales | DEFAULT__D |  | C | 0.0073777 | 0 | -2.5 | 0.4886 | 0.4837 | 0.27 | -1.222 | -1.209 | 0 | 0 | F | T | F |  | 2019-06-01 |  | F
2__DCOVE000 | 2__DCOVE000 | TOTO Energy Limited | COVENT | G |  | _D | Merseyside and North Wales | DEFAULT__D |  | C | 0.0073777 | 0 | -0.7 | 0.5302 | 0.5661 | 0.27 | -0.371 | -0.396 | 0 | 0 | F | T | F |  | 2019-06-01 |  | F
2__DCPPR000 | 2__DCPPR000 | Affect Energy Ltd | COPPER | G |  | _D | Merseyside and North Wales | DEFAULT__D |  | C | 0.0073777 | 0 | 0 | 0.5313 | 0.5667 | 0.27 | 0 | 0 | 0 | 0 | F | T | F |  | 2019-06-01 |  | F
2__DCYCL000 | 2__DCYCL000 | Business Power & Gas Limited | CYCLONE | G |  | _D | Merseyside and North Wales | DEFAULT__D |  | C | 0.0073777 | 0 | -2.471 | 0.5793 | 0.4602 | 0.27 | -1.431 | -1.137 | 0 | 0 | F | T | F |  | 2019-06-01 |  | F
2__DDESL000 | 2__DDESL000 | Daisy Energy Supply Ltd | DAISY | G |  | _D | Merseyside and North Wales | DEFAULT__D |  | C | 0.0073777 | 0 | -0.344 | 0.5103 | 0.493 | 0.27 | -0.176 | -0.17 | 0 | 0 | F | T | F |  | 2019-06-01 |  | F
2__DDFDL000 | 2__DDFDL000 | Tru Energy Limited | DAFFODIL | G |  | _D | Merseyside and North Wales | DEFAULT__D |  | C | 0.0073777 | 0 | -0.01 | 0.375 | 0.425 | 0.27 | -0.004 | -0.004 | 0 | 0 | F | T | F |  | 2019-06-01 |  | F
2__DDIRA000 | 2__DDIRA000 | Social Energy Supply Ltd | DIRAC | G |  | _D | Merseyside and North Wales | DEFAULT__D |  | C | 0.0073777 | 0 | -0.0029 | 0.5103 | 0.493 | 0.27 | -0.001 | -0.001 | 0 | 0 | F | T | F |  | 2019-06-01 |  | F
2__DDNRG000 | 2__DDNRG000 | Donnington Energy Limited | DOENERGY | G |  | _D | Merseyside and North Wales | DEFAULT__D |  | C | 0.0073777 | 0 | 0 | 0.5103 | 0.493 | 0.27 | 0 | 0 | 0 | 0 | F | T | F |  | 2019-06-01 |  | F
2__DDRGI000 | UKHC_D | UK Healthcare Corporation Ltd | DENERGI1 | G |  | _D | Merseyside and North Wales | DEFAULT__D |  | C | 0.0073777 | 0 | 0 | 0.5103 | 0.493 | 0.27 | 0 | 0 | 0 | 0 | F | T | F |  | 2019-06-01 |  | F
2__DDUAL000 | 2__DDUAL000 | Dual Energy Direct Limited | DUALENER | G |  | _D | Merseyside and North Wales | DEFAULT__D |  | C | 0.0073777 | 0 | -9.03 | 0.6116 | 0.4871 | 0.27 | -5.523 | -4.399 | 0 | 0 | F | T | F |  | 2019-06-01 |  | F
2__DEBES000 | 2__DEBES000 | BES Commercial Electricity Ltd | EBEA | G |  | _D | Merseyside and North Wales | DEFAULT__D |  | C | 0.0073777 | 0 | -5.217 | 0.5923 | 0.4938 | 0.27 | -3.09 | -2.576 | 0 | 0 | F | T | F |  | 2019-06-01 |  | F
2__DECOA000 | 2__DECOA000 | British Gas Trading Ltd | BRITGAS | G |  | _D | Merseyside and North Wales | DEFAULT__D |  | C | 0.0073777 | 51 | 0 | 0.0784 | 0.0357 | 0.0659 | 0 | 0 | 3.361 | 3.361 | F | T | F |  | 2019-06-01 |  | F
2__DECON000 | 2__DECON000 | Economy Power | ECON1 | G |  | _D | Merseyside and North Wales | DEFAULT__D |  | C | 0.0073777 | 0 | 0 | 0.5103 | 0.493 | 0.27 | 0 | 0 | 0 | 0 | F | T | F |  | 2019-06-01 |  | F
2__DECOT000 | 2__DECOT000 | The Renewable Energy Co Ltd | RENC | G |  | _D | Merseyside and North Wales | DEFAULT__D |  | C | 0.0073777 | 0 | -4.34 | 0.6949 | 0.6567 | 0.27 | -3.016 | -2.85 | 0 | 0 | F | T | F |  | 2019-06-01 |  | F
2__DEDDI000 | 2__DEDDI000 | Eddington Energy Supply Ltd | EDDINGTN | G |  | _D | Merseyside and North Wales | DEFAULT__D |  | C | 0.0073777 | 0 | -1.8 | 0.5538 | 0.5877 | 0.27 | -0.997 | -1.058 | 0 | 0 | F | T | F |  | 2019-06-01 |  | F
2__DEDFE000 | EDFE_Midlands | EDF Energy Customers Ltd | LENCO | G | MNW-EDF01 | _D | Merseyside and North Wales | DEFAULT__D |  | C | 0.0073777 | 0 | 0 | 0.5103 | 0.493 | 0.27 | 0 | 0 | 0 | 0 | F | T | T |  | 2019-06-01 |  | F
2__DEDGE000 | 2__DEDGE000 | Edgware Energy Limited | EDGWARE | G |  | _D | Merseyside and North Wales | DEFAULT__D |  | C | 0.0073777 | 62 | 0 | 0.5103 | 0.493 | 0.27 | 0 | 0 | 16.74 | 16.74 | F | T | F |  | 2019-06-01 |  | F
2__DEDIR000 | 2__DEDIR000 | British Gas Trading Ltd | BRITGAS | G | MNW-EDR01 | _D | Merseyside and North Wales | DEFAULT__D |  | C | 0.0073777 | 0 | 0 | 0.5103 | 0.493 | 0.27 | 0 | 0 | 0 | 0 | F | T | T |  | 2019-06-01 |  | F
2__DEELC000 | 2__DEELC000 | E.ON Energy Solutions Limited | PGENERGY | G | MNW-EAS01 | _D | Merseyside and North Wales | DEFAULT__D |  | C | 0.0073777 | 0 | 0 | 0.5103 | 0.493 | 0.27 | 0 | 0 | 0 | 0 | F | T | T |  | 2019-06-01 |  | F
2__DEENG000 | 2__DEENG000 | E.ON Energy Solutions Limited | PGENERGY | G | MNW-EST01 | _D | Merseyside and North Wales | DEFAULT__D |  | C | 0.0073777 | 0 | -6 | 0.5669 | 0.6024 | 0.27 | -3.401 | -3.614 | 0 | 0 | F | T | T |  | 2019-06-01 |  | F
2__DEETL000 | EETL in MerseyNWales | OVO Electricity Ltd | OVOE | G |  | _D | Merseyside and North Wales | DEFAULT__D |  | C | 0.0073777 | 0 | 0 | 0.5537 | 0.5906 | 0.27 | 0 | 0 | 0 | 0 | F | T | F |  | 2019-06-01 |  | F
2__DEFLS000 | EFLS_D | Effortless Energy Ltd | EENERGY | G |  | _D | Merseyside and North Wales | DEFAULT__D |  | C | 0.0073777 | 0 | -0.03 | 0.6382 | 0.6294 | 0.27 | -0.019 | -0.019 | 0 | 0 | F | T | F |  | 2019-06-01 |  | F
2__DEGDX000 | D_EGASELEC | E (GAS AND ELECTRICITY) LTD | LORM | G |  | _D | Merseyside and North Wales | DEFAULT__D |  | C | 0.0073777 | 0 | 0 | 0.5103 | 0.493 | 0.27 | 0 | 0 | 0 | 0 | F | T | F |  | 2019-06-01 |  | F
2__DEGML000 | EGML_D | ECO GREEN MANAGEMENT LIMITED | YGP1 | G |  | _D | Merseyside and North Wales | DEFAULT__D |  | C | 0.0073777 | 0 | -0.1872 | 0.5103 | 0.493 | 0.27 | -0.096 | -0.092 | 0 | 0 | F | T | F |  | 2019-06-01 |  | F
2__DELEC000 | Electraphase_D | ELECTRAPHASE LIMITED | EPHASE | G |  | _D | Merseyside and North Wales | DEFAULT__D |  | C | 0.0073777 | 0 | 0 | 0.5 | 0.4 | 0.27 | 0 | 0 | 0 | 0 | F | T | F |  | 2019-06-01 |  | F
2__DEMEB000 | 2__DEMEB000 | E.ON Energy Solutions Limited | PGENERGY | G | MNW-PGE01 | _D | Merseyside and North Wales | DEFAULT__D |  | C | 0.0073777 | 0 | -130 | 0.6518 | 0.6464 | 0.27 | -84.734 | -84.032 | 0 | 0 | F | T | T |  | 2019-06-01 |  | F
2__DEMZO000 | 2__DEMZO000 | Emzo Energy Supply Ltd | EMZO | G |  | _D | Merseyside and North Wales | DEFAULT__D |  | C | 0.0073777 | 0 | 0 | 0.5103 | 0.493 | 0.27 | 0 | 0 | 0 | 0 | F | T | F |  | 2019-06-01 |  | F
2__DENDC000 | 2__DENDC000 | EPG Energy Limited | EPGNRG | G |  | _D | Merseyside and North Wales | DEFAULT__D |  | C | 0.0073777 | 0 | 0 | 0.5103 | 0.493 | 0.27 | 0 | 0 | 0 | 0 | F | T | F |  | 2019-06-01 |  | F
2__DENDC001 | 2__DENDC001 | EPG Energy Limited | EPGNRG | S |  | _D | Merseyside and North Wales | DEFAULT__D |  | C | 0.0073777 | 4.1 | 0 | 0.5103 | 0.493 | 0.27 | 0 | 0 | 1.107 | 1.107 | F | T | F |  | 2019-06-01 | F | F
2__DENDC002 | 2__DENDC002 | EPG Energy Limited | EPGNRG | S |  | _D | Merseyside and North Wales | DEFAULT__D |  | C | 0.0073777 | 0 | 0 | 0.5103 | 0.493 | 0.27 | 0 | 0 | 0 | 0 | F | T | F |  | 2019-06-01 | F | F
2__DENEC000 | 2__DENEC000 | Eneco Energy Trade | ENECOUK | G |  | _D | Merseyside and North Wales | DEFAULT__D |  | C | 0.0073777 | 0 | -12.41 | 0.6559 | 0.5013 | 0.27 | -8.14 | -6.221 | 0 | 0 | F | T | F |  | 2019-06-01 |  | F
2__DENER000 | 2__DENER000 | Simply Your Energy | SUPLENER | G |  | _D | Merseyside and North Wales | DEFAULT__D |  | C | 0.0073777 | 0 | 0 | 0.5103 | 0.493 | 0.27 | 0 | 0 | 0 | 0 | F | T | F |  | 2019-06-01 |  | F
2__DENGQ000 | EnergyQ_D | Eversmart Energy Ltd | ENGQ | G |  | _D | Merseyside and North Wales | DEFAULT__D |  | C | 0.0073777 | 0 | -4.34 | 0.5349 | 0.5718 | 0.27 | -2.321 | -2.482 | 0 | 0 | F | T | F |  | 2019-06-01 |  | F
2__DENRD000 | 2__DENRD000 | British Gas Trading Ltd | BRITGAS | G | MNW-ENR01 | _D | Merseyside and North Wales | DEFAULT__D |  | C | 0.0073777 | 48 | -116 | 0.562 | 0.4122 | 0.27 | -65.192 | -47.815 | 26.976 | 19.786 | F | T | T |  | 2019-06-01 |  | F
2__DENRD002 | 2__DENRD002 | British Gas Trading Ltd | BRITGAS | S |  | _D | Merseyside and North Wales | DEFAULT__D |  | C | 0.0073777 | 25 | -1 | 0.5103 | 0.493 | 0.27 | -0.51 | -0.493 | 12.758 | 12.325 | F | T | F |  | 2019-06-01 | F | F
2__DENRG000 | 2__DENRG000 | Opus Energy Renewables Limited | EVENERGY | G |  | _D | Merseyside and North Wales | DEFAULT__D |  | C | 0.0073777 | 7.88 | 0 | 0.2521 | 0.2826 | 0.261 | 0 | 0 | 2.057 | 2.057 | F | T | F |  | 2019-06-01 |  | F
2__DENRG002 | ENRGD2 | Opus Energy Renewables Limited | EVENERGY | S |  | _D | Merseyside and North Wales | DEFAULT__D |  | C | 0.0073777 | 15.22 | 0 | 0.2135 | 0.2449 | 0.2227 | 0 | 0 | 3.389 | 3.389 | F | T | F |  | 2019-06-01 | F | F
2__DENRG003 | ENRGD3 | Opus Energy Renewables Limited | EVENERGY | S |  | _D | Merseyside and North Wales | DEFAULT__D |  | C | 0.0073777 | 45 | 0 | 0.5103 | 0.493 | 0.27 | 0 | 0 | 12.15 | 12.15 | F | T | F |  | 2019-06-01 | F | F
2__DEOND000 | 2__DEOND000 | E.ON Energy Solutions Limited | PGENERGY | G |  | _D | Merseyside and North Wales | DEFAULT__D |  | C | 0.0073777 | 0 | -2 | 0.235 | 0.2425 | 0.27 | -0.47 | -0.485 | 0 | 0 | F | T | F |  | 2019-06-01 |  | F
2__DEPHH000 | 2__DEPHH000 | Economy Power | ECON1 | G |  | _D | Merseyside and North Wales | DEFAULT__D |  | C | 0.0073777 | 0 | 0 | 0.5103 | 0.493 | 0.27 | 0 | 0 | 0 | 0 | F | T | F |  | 2019-06-01 |  | F
2__DEQUI000 | 2__DEQUI000 | Equinicity Ltd | EQUIN | G |  | _D | Merseyside and North Wales | DEFAULT__D |  | C | 0.0073777 | 0 | 0 | 0.5103 | 0.493 | 0.27 | 0 | 0 | 0 | 0 | F | T | F |  | 2019-06-19 |  | F
2__DESSL000 | 2__DESSL000 | Squeaky Clean Energy Limited | ESSL1015 | G |  | _D | Merseyside and North Wales | DEFAULT__D |  | C | 0.0073777 | 0 | -3.044 | 0.5103 | 0.493 | 0.27 | -1.553 | -1.501 | 0 | 0 | F | T | F |  | 2019-06-01 |  | F
2__DEURO000 | 2__DEURO000 | Robin Hood Energy Limited | EUROPA | G |  | _D | Merseyside and North Wales | DEFAULT__D |  | C | 0.0073777 | 0 | -5.56 | 0.5717 | 0.5919 | 0.27 | -3.179 | -3.291 | 0 | 0 | F | T | F |  | 2019-06-01 |  | F
2__DEUST000 | 2__DEUST000 | Euston Energy Limited | EUSTON | G |  | _D | Merseyside and North Wales | DEFAULT__D |  | C | 0.0073777 | 0 | 0 | 0.5103 | 0.493 | 0.27 | 0 | 0 | 0 | 0 | F | T | F |  | 2019-06-01 |  | F
2__DEVER000 | 2__DEVER000 | Eversmart Energy Ltd | ENGQ | G |  | _D | Merseyside and North Wales | DEFAULT__D |  | C | 0.0073777 | 0 | 0 | 0.5103 | 0.493 | 0.27 | 0 | 0 | 0 | 0 | F | T | F |  | 2019-06-01 |  | F
2__DEXGL000 | Exelon_D | Exelon Generation Limited | EXGENLIM | G |  | _D | Merseyside and North Wales | DEFAULT__D |  | C | 0.0073777 | 2 | 0 | 0.5103 | 0.493 | 0.27 | 0 | 0 | 0.54 | 0.54 | F | T | F |  | 2019-06-01 |  | F
2__DFARA000 | 2__DFARA000 | URE Energy Limited | FARADAY | G |  | _D | Merseyside and North Wales | DEFAULT__D |  | C | 0.0073777 | 0 | 0 | 0.5103 | 0.493 | 0.27 | 0 | 0 | 0 | 0 | F | T | F |  | 2019-06-01 |  | F
2__DFARR000 | 2__DFARR000 | Farringdon Energy Limited | FARRINGD | G |  | _D | Merseyside and North Wales | DEFAULT__D |  | C | 0.0073777 | 0 | 0 | 0.5103 | 0.493 | 0.27 | 0 | 0 | 0 | 0 | F | T | F |  | 2019-06-01 |  | F
2__DFLEX000 | 2__DFLEX000 | Flexitricity Limited | FLEXTRCY | G |  | _D | Merseyside and North Wales | DEFAULT__D |  | C | 0.0073777 | 0 | 0 | 0.5103 | 0.493 | 0.27 | 0 | 0 | 0 | 0 | F | T | F |  | 2019-06-01 |  | F
2__DFNRG000 | 2__DFNRG000 | Farmoor Energy Limited | FRENERGY | G |  | _D | Merseyside and North Wales | DEFAULT__D |  | C | 0.0073777 | 0 | 0 | 0.5103 | 0.493 | 0.27 | 0 | 0 | 0 | 0 | F | T | F |  | 2019-06-01 |  | F
2__DFRST000 | 2__DFRST000 | Shell Energy Retail Limited | FRST01 | G |  | _D | Merseyside and North Wales | DEFAULT__D |  | C | 0.0073777 | 0 | -18.652 | 0.5489 | 0.5868 | 0.27 | -10.238 | -10.945 | 0 | 0 | F | T | F |  | 2019-06-01 |  | F
2__DFSEN000 | 2__DFSEN000 | F & S Energy Ltd | FSE0001 | G |  | _D | Merseyside and North Wales | DEFAULT__D |  | C | 0.0073777 | 4 | 0 | 0.2373 | 0.2692 | 0.2466 | 0 | 0 | 0.986 | 0.986 | F | T | F |  | 2019-06-01 |  | F
2__DFSEN001 | 2__DFSEN001 | F & S Energy Ltd | FSE0001 | S |  | _D | Merseyside and North Wales | DEFAULT__D |  | C | 0.0073777 | 0 | 0 | 0.5103 | 0.493 | 0.27 | 0 | 0 | 0 | 0 | F | T | F |  | 2019-06-01 | F | F
2__DFXGL000 | 2__DFXGL000 | Foxglove Energy Supply Ltd | FOXGLOVE | G |  | _D | Merseyside and North Wales | DEFAULT__D |  | C | 0.0073777 | 0 | -1.9049 | 0.5336 | 0.5646 | 0.27 | -1.016 | -1.076 | 0 | 0 | F | T | F |  | 2019-06-01 |  | F
2__DGALE000 | 2__DGALE000 | PLANET 9 ENERGY LTD | GALENA | G |  | _D | Merseyside and North Wales | DEFAULT__D |  | C | 0.0073777 | 0 | 0 | 0.5103 | 0.493 | 0.27 | 0 | 0 | 0 | 0 | F | T | F |  | 2019-06-01 |  | F
2__DGANY000 | 2__DGANY000 | Solarplicity Supply Limited | GANYMEDE | G |  | _D | Merseyside and North Wales | DEFAULT__D |  | C | 0.0073777 | 9 | -0.888 | 0.2292 | 0.2309 | 0.2297 | -0.204 | -0.205 | 2.063 | 2.078 | F | T | F |  | 2019-06-01 |  | F
2__DGESL000 | 2__DGESL000 | SO Energy Trading Limited | GOLD | G |  | _D | Merseyside and North Wales | DEFAULT__D |  | C | 0.0073777 | 0 | -4.6 | 0.5298 | 0.5662 | 0.27 | -2.437 | -2.605 | 0 | 0 | F | T | F |  | 2019-06-01 |  | F
2__DGETW000 | 2__DGETW000 | Utilita Energy Limited | UTILITA | G |  | _D | Merseyside and North Wales | DEFAULT__D |  | C | 0.0073777 | 0 | -34 | 0.5862 | 0.6 | 0.27 | -19.931 | -20.4 | 0 | 0 | F | T | F |  | 2019-06-01 |  | F
2__DGLDE000 | 2__DGLDE000 | Golders Energy Limited | GOLDERS | G |  | _D | Merseyside and North Wales | DEFAULT__D |  | C | 0.0073777 | 0 | 0 | 0.5103 | 0.493 | 0.27 | 0 | 0 | 0 | 0 | F | T | F |  | 2019-06-01 |  | F
2__DGMTR000 | 2__DGMTR000 | Gazprom M & T Retail Ltd | GMTR | G |  | _D | Merseyside and North Wales | DEFAULT__D |  | C | 0.0073777 | 101 | -43.888 | 0.383 | 0.4289 | 0.27 | -16.809 | -18.824 | 38.683 | 43.319 | F | T | F |  | 2019-06-01 |  | F
2__DGMTX000 | 2__DGMTX000 | Gazprom M & T Retail Ltd | GMTR | G |  | _D | Merseyside and North Wales | DEFAULT__D |  | C | 0.0073777 | 0 | 0 | 0.5103 | 0.493 | 0.27 | 0 | 0 | 0 | 0 | F | T | F |  | 2019-06-19 |  | F
2__DGNRG000 | 2__DGNRG000 | Green Energy (UK) Plc | GRNUKPLC | G |  | _D | Merseyside and North Wales | DEFAULT__D |  | C | 0.0073777 | 0 | 0 | 0.5868 | 0.5562 | 0.27 | 0 | 0 | 0 | 0 | F | T | F |  | 2019-06-01 |  | F
2__DGONG000 | 2__DGONG000 | Shell Energy Retail Limited | FRST01 | G |  | _D | Merseyside and North Wales | DEFAULT__D |  | C | 0.0073777 | 0 | 0 | 0.3066 | 0.3262 | 0.27 | 0 | 0 | 0 | 0 | F | T | F |  | 2019-06-01 |  | F
2__DHAVE000 | 2__DHAVE000 | Haven Power Ltd | HAVEN | G | MNW-HVN01 | _D | Merseyside and North Wales | DEFAULT__D |  | C | 0.0073777 | 51.07 | 0 | 0.5103 | 0.493 | 0.27 | 0 | 0 | 13.789 | 13.789 | F | T | T |  | 2019-06-01 |  | F
2__DHAWK000 | 2__DHAWK000 | MAXEN POWER SUPPLY LIMITED | HAWKING | G |  | _D | Merseyside and North Wales | DEFAULT__D |  | C | 0.0073777 | 0 | 0 | 0.5103 | 0.493 | 0.27 | 0 | 0 | 0 | 0 | F | T | F |  | 2019-06-01 |  | F
2__DHOLB000 | 2__DHOLB000 | Holborn Energy Limited | HOLBORN | G |  | _D | Merseyside and North Wales | DEFAULT__D |  | C | 0.0073777 | 0 | 0 | 0.5103 | 0.493 | 0.27 | 0 | 0 | 0 | 0 | F | T | F |  | 2019-06-01 |  | F
2__DHOME000 | 2__DHOME000 | ENGIE Power Limited | RWETDL | G |  | _D | Merseyside and North Wales | DEFAULT__D |  | C | 0.0073777 | 0 | -6 | 0.5196 | 0.5548 | 0.27 | -3.118 | -3.329 | 0 | 0 | F | T | F |  | 2019-06-01 |  | F
2__DHPOW000 | 2__DHPOW000 | Haven Power Ltd | HAVEN | G | MNW-HPW01 | _D | Merseyside and North Wales | DEFAULT__D |  | C | 0.0073777 | 0.11 | -86 | 0.8144 | 0.7018 | 0.27 | -70.038 | -60.355 | 0.09 | 0.077 | F | T | T |  | 2019-06-26 |  | F
2__DHPOW001 | __DHPOW001 | Haven Power Ltd | HAVEN | S |  | _D | Merseyside and North Wales | DEFAULT__D |  | C | 0.0073777 | 0 | 0 | 0.5103 | 0.493 | 0.27 | 0 | 0 | 0 | 0 | F | T | F |  | 2019-06-01 | F | F
2__DHPOW002 | __DHPOW002 | Haven Power Ltd | HAVEN | S |  | _D | Merseyside and North Wales | DEFAULT__D |  | C | 0.0073777 | 0 | 0 | 0.5103 | 0.493 | 0.27 | 0 | 0 | 0 | 0 | F | T | F |  | 2019-06-01 | F | F
2__DHUDG000 | 2__DHUDG000 | Hudson Energy Supply UK Ltd | AMPERE | G |  | _D | Merseyside and North Wales | DEFAULT__D |  | C | 0.0073777 | 0 | 0 | 0.5103 | 0.493 | 0.27 | 0 | 0 | 0 | 0 | F | T | F |  | 2019-06-01 |  | F
2__DHUDS000 | 2__DHUDS000 | Hudson Energy Supply UK Ltd | AMPERE | G |  | _D | Merseyside and North Wales | DEFAULT__D |  | C | 0.0073777 | 0 | -12.132 | 0.7106 | 0.5455 | 0.27 | -8.621 | -6.618 | 0 | 0 | F | T | F |  | 2019-07-10 |  | F
2__DHYDE000 | SSE SBMU1 - Manweb GSPG | SSE Electricity Limited | SWEL | G | MNW-SSE01 | _D | Merseyside and North Wales | DEFAULT__D |  | C | 0.0073777 | 0 | -0.2 | 0.56 | 0.572 | 0.27 | -0.112 | -0.114 | 0 | 0 | F | T | T |  | 2019-06-01 |  | F
2__DIAMP000 | 2__DIAMP000 | AMPowerUK Ltd | INVE | G |  | _D | Merseyside and North Wales | DEFAULT__D |  | C | 0.0073777 | 0 | 0 | 0.5103 | 0.493 | 0.27 | 0 | 0 | 0 | 0 | F | T | F |  | 2019-06-01 |  | F
2__DIMPO000 | 2__DIMPO000 | SSE Energy Supply Limited | SSE | G | MNW-ATL01 | _D | Merseyside and North Wales | DEFAULT__D |  | C | 0.0073777 | 0 | -136.8 | 0.7064 | 0.5865 | 0.27 | -96.636 | -80.233 | 0 | 0 | F | T | T |  | 2019-06-01 |  | F
2__DINDE000 | INDE MANWEB | Npower Direct Limited | NITTWO01 | G | MNW-INE01 | _D | Merseyside and North Wales | DEFAULT__D |  | C | 0.0073777 | 0 | -8.002 | 0.5663 | 0.4594 | 0.27 | -4.532 | -3.676 | 0 | 0 | F | T | T |  | 2019-06-01 |  | F
2__DINVE000 | INVE_D | AMPowerUK Ltd | INVE | G |  | _D | Merseyside and North Wales | DEFAULT__D |  | C | 0.0073777 | 0 | 0 | 0.5103 | 0.493 | 0.27 | 0 | 0 | 0 | 0 | F | T | F |  | 2019-06-01 |  | F
2__DIRES000 | MNW-IRS01 | Octopus Energy Limited | MERCURY | G |  | _D | Merseyside and North Wales | DEFAULT__D |  | C | 0.0073777 | 0 | 0 | 0.5103 | 0.493 | 0.27 | 0 | 0 | 0 | 0 | F | T | F |  | 2019-07-17 |  | F
2__DIRID000 | 2__DIRID000 | PFP Energy Supplies Limited | IRIDIUM | G |  | _D | Merseyside and North Wales | DEFAULT__D |  | C | 0.0073777 | 0 | -4 | 0.5592 | 0.5956 | 0.27 | -2.237 | -2.382 | 0 | 0 | F | T | F |  | 2019-06-01 |  | F
2__DJERE000 | 2__DJERE000 | Hudson Energy Supply UK Ltd | AMPERE | G | DJERE000 | _D | Merseyside and North Wales | DEFAULT__D |  | C | 0.0073777 | 0 | -6 | 0.5407 | 0.5777 | 0.27 | -3.244 | -3.466 | 0 | 0 | F | T | F |  | 2019-07-05 |  | F
2__DKENS000 | 2__DKENS000 | Kensington Power Limited | KENSINGT | G |  | _D | Merseyside and North Wales | DEFAULT__D |  | C | 0.0073777 | 0 | -5.6 | 0.5973 | 0.5027 | 0.27 | -3.345 | -2.815 | 0 | 0 | F | T | F |  | 2019-06-01 |  | F
2__DLIGH000 | 2__DLIGH000 | MVV Environment Services Ltd | LIGHTNIN | G |  | _D | Merseyside and North Wales | DEFAULT__D |  | C | 0.0073777 | 0 | 0 | 0.5103 | 0.493 | 0.27 | 0 | 0 | 0 | 0 | F | T | F |  | 2019-06-01 |  | F
2__DLILY000 | 2__DLILY000 | Delta Gas And Power Ltd | LILY | G |  | _D | Merseyside and North Wales | DEFAULT__D |  | C | 0.0073777 | 0 | 0 | 0.5103 | 0.493 | 0.27 | 0 | 0 | 0 | 0 | F | T | F |  | 2019-06-01 |  | F
2__DLIME000 | 2__DLIME000 | Limejump Energy Limited | ANGEL | G |  | _D | Merseyside and North Wales | DEFAULT__D |  | C | 0.0073777 | 0 | 0 | 0.5103 | 0.493 | 0.27 | 0 | 0 | 0 | 0 | F | T | F |  | 2019-06-01 |  | F
2__DLOND000 | LE Default BMUid MANW | EDF Energy Customers Ltd | LENCO | G | MNW-LON01 | _D | Merseyside and North Wales | DEFAULT__D |  | C | 0.0073777 | 0 | -260 | 0.8088 | 0.6917 | 0.27 | -210.288 | -179.842 | 0 | 0 | F | T | T |  | 2019-06-01 |  | F
2__DLORM000 | Lorimer_D | E (GAS AND ELECTRICITY) LTD | LORM | G |  | _D | Merseyside and North Wales | DEFAULT__D |  | C | 0.0073777 | 0 | -6.58 | 0.5218 | 0.5572 | 0.27 | -3.433 | -3.666 | 0 | 0 | F | T | F |  | 2019-07-01 |  | F
2__DLUME000 | 2__DLUME000 | GNERGY Limited | LUMA | G |  | _D | Merseyside and North Wales | DEFAULT__D |  | C | 0.0073777 | 0 | 0 | 0.5548 | 0.5944 | 0.27 | 0 | 0 | 0 | 0 | F | T | F |  | 2019-06-01 |  | F
2__DLUMO000 | 2__DLUMO000 | OVO Electricity Ltd | OVOE | G |  | _D | Merseyside and North Wales | DEFAULT__D |  | C | 0.0073777 | 0 | 0 | 0.4811 | 0.5154 | 0.27 | 0 | 0 | 0 | 0 | F | T | F |  | 2019-06-01 |  | F
2__DLVDR000 | 2__DLVDR000 | ESB ENERGY LTD | LAVENDER | G |  | _D | Merseyside and North Wales | DEFAULT__D |  | C | 0.0073777 | 0 | -1.544 | 0.4139 | 0.4431 | 0.27 | -0.639 | -0.684 | 0 | 0 | F | T | F |  | 2019-06-01 |  | F
2__DMAEL000 | 2__DMAEL000 | MA Energy Limited | MA200308 | G |  | _D | Merseyside and North Wales | DEFAULT__D |  | C | 0.0073777 | 0 | -1 | 0.6191 | 0.4641 | 0.27 | -0.619 | -0.464 | 0 | 0 | F | T | F |  | 2019-06-01 |  | F
2__DMAET000 | MA Energy Ltd | MA Energy Limited | MA200308 | G |  | _D | Merseyside and North Wales | DEFAULT__D |  | C | 0.0073777 | 0 | 0 | 0.5103 | 0.493 | 0.27 | 0 | 0 | 0 | 0 | F | T | F |  | 2019-06-01 |  | F
2__DMAGN000 | 2__DMAGN000 | Orsted Power Sales (UK) Ltd | MAGNETIC | G |  | _D | Merseyside and North Wales | DEFAULT__D |  | C | 0.0073777 | 14 | -70 | 0.8255 | 0.7456 | 0.27 | -57.785 | -52.192 | 11.557 | 10.438 | F | T | F |  | 2019-06-01 |  | F
2__DMAIN000 | MAIN_D | e2m - energy trading ltd | MAIN | G |  | _D | Merseyside and North Wales | DEFAULT__D |  | C | 0.0073777 | 0 | 0 | 0.5103 | 0.493 | 0.27 | 0 | 0 | 0 | 0 | F | T | F |  | 2019-06-01 |  | F
2__DMANW000 | 2__DMANW000 | SP Energy Retail Ltd | SPSUP01 | G | MNW-MNW01 | _D | Merseyside and North Wales | DEFAULT__D |  | C | 0.0073777 | 0 | -238.6 | 0.6234 | 0.6379 | 0.27 | -148.743 | -152.203 | 0 | 0 | F | T | T |  | 2019-06-01 |  | F
2__DMARB000 | 2__DMARB000 | Marble Power Limited | MARBLE | G |  | _D | Merseyside and North Wales | DEFAULT__D |  | C | 0.0073777 | 0 | 0 | 0.1909 | 0.1545 | 0.27 | 0 | 0 | 0 | 0 | F | T | F |  | 2019-06-01 |  | F
2__DMARI000 | 2__DMARI000 | LOGICOR ENERGY LTD | MARIGOLD | G |  | _D | Merseyside and North Wales | DEFAULT__D |  | C | 0.0073777 | 0 | 0 | 0.5103 | 0.493 | 0.27 | 0 | 0 | 0 | 0 | F | T | F |  | 2019-06-01 |  | F
2__DMATT000 | MATT_D | Mattina Limited | MATT | G |  | _D | Merseyside and North Wales | DEFAULT__D |  | C | 0.0073777 | 0 | 0 | 0.5103 | 0.493 | 0.27 | 0 | 0 | 0 | 0 | F | T | F |  | 2019-06-01 |  | F
2__DMIDE000 | NPEC MANWEB Area MIDE | Npower Limited | NPOWER01 | G | MNW-MID01 | _D | Merseyside and North Wales | DEFAULT__D |  | C | 0.0073777 | 0 | -15.566 | 0.5606 | 0.5983 | 0.27 | -8.726 | -9.313 | 0 | 0 | F | T | T |  | 2019-06-01 |  | F
2__DMINT000 | 2__DMINT000 | Toucan Energy Limited | MINT | G |  | _D | Merseyside and North Wales | DEFAULT__D |  | C | 0.0073777 | 0 | 0 | 0.5103 | 0.493 | 0.27 | 0 | 0 | 0 | 0 | F | T | F |  | 2019-06-01 |  | F
2__DMISS000 | MISS_D | MISSISSIPPI ENERGY LIMITED | MISS | G |  | _D | Merseyside and North Wales | DEFAULT__D |  | C | 0.0073777 | 0 | 0 | 0.5103 | 0.493 | 0.27 | 0 | 0 | 0 | 0 | F | T | F |  | 2019-06-01 |  | F
2__DMONT000 | 2__DMONT000 | Monument Energy Limited | MONUMENT | G |  | _D | Merseyside and North Wales | DEFAULT__D |  | C | 0.0073777 | 0 | -1.2 | 0.467 | 0.5009 | 0.27 | -0.56 | -0.601 | 0 | 0 | F | T | F |  | 2019-06-01 |  | F
2__DMRCY000 | 2__DMRCY000 | Octopus Energy Limited | MERCURY | G |  | _D | Merseyside and North Wales | DEFAULT__D |  | C | 0.0073777 | 0 | -24.686 | 0.401 | 0.4265 | 0.27 | -9.899 | -10.529 | 0 | 0 | F | T | F |  | 2019-06-01 |  | F
2__DMTRL000 | 2__DMTRL000 | BROOK GREEN TRADING LIMITED | MISTRAL | G |  | _D | Merseyside and North Wales | DEFAULT__D |  | C | 0.0073777 | 0 | -4.4 | 0.5984 | 0.4394 | 0.27 | -2.633 | -1.933 | 0 | 0 | F | T | F |  | 2019-06-17 |  | F
2__DNATP000 | NPEC MANWEB Area NATP | Npower Limited | NPOWER01 | G | MNW-NPE01 | _D | Merseyside and North Wales | DEFAULT__D |  | C | 0.0073777 | 102.51 | -207.574 | 0.6016 | 0.467 | 0.27 | -124.877 | -96.937 | 61.67 | 47.872 | F | T | T |  | 2019-06-08 |  | F
2__DNCKL000 | 2__DNCKL000 | SSE Electricity Limited | SWEL | G |  | _D | Merseyside and North Wales | DEFAULT__D |  | C | 0.0073777 | 0 | -1.536 | 0.5408 | 0.5776 | 0.27 | -0.831 | -0.887 | 0 | 0 | F | T | F |  | 2019-06-01 |  | F
2__DNEEB000 | 2__DNEEB000 | NPower Northern Supply Ltd | NEEB | G | MNW-NEE01 | _D | Merseyside and North Wales | DEFAULT__D |  | C | 0.0073777 | 0 | -52.384 | 0.609 | 0.6244 | 0.27 | -31.902 | -32.709 | 0 | 0 | F | T | T |  | 2019-06-01 |  | F
2__DNEVA000 | NEVA_D | NEVADA ENERGY LIMITED | NEVA | G |  | _D | Merseyside and North Wales | DEFAULT__D |  | C | 0.0073777 | 0 | 0 | 0.5103 | 0.493 | 0.27 | 0 | 0 | 0 | 0 | F | T | F |  | 2019-06-01 |  | F
2__DNEWP000 | 2__DNEWP000 | Shell Energy Supply UK Ltd | NEWPORT | G |  | _D | Merseyside and North Wales | DEFAULT__D |  | C | 0.0073777 | 0 | -33.215 | 0.6915 | 0.6497 | 0.27 | -22.968 | -21.58 | 0 | 0 | F | T | F |  | 2019-06-01 |  | F
2__DNORW000 | 2__DNORW000 | E.ON Energy Solutions Limited | PGENERGY | G | MNW-NWP01 | _D | Merseyside and North Wales | DEFAULT__D |  | C | 0.0073777 | 0 | -4 | 0.5726 | 0.6002 | 0.27 | -2.29 | -2.401 | 0 | 0 | F | T | T |  | 2019-06-01 |  | F
2__DNUCE000 | 2__DNUCE000 | NDA | MAGNOX | G | MNW-MEC01 | _D | Merseyside and North Wales | DEFAULT__D |  | C | 0.0073777 | 0 | 0 | 0.5103 | 0.493 | 0.27 | 0 | 0 | 0 | 0 | F | T | F |  | 2019-06-01 |  | F
2__DOGAS000 | 2__DOGAS000 | British Gas Trading Ltd | BRITGAS | G |  | _D | Merseyside and North Wales | DEFAULT__D |  | C | 0.0073777 | 0 | -0.58 | 0.5103 | 0.493 | 0.27 | -0.296 | -0.286 | 0 | 0 | F | T | F |  | 2019-06-01 |  | F
2__DOPAL000 | 2__DOPAL000 | Avid Energy | OPAL0516 | G |  | _D | Merseyside and North Wales | DEFAULT__D |  | C | 0.0073777 | 0 | -1.2 | 0.3591 | 0.3786 | 0.27 | -0.431 | -0.454 | 0 | 0 | F | T | F |  | 2019-06-01 |  | F
2__DOREB000 | 2__DOREB000 | MoneyPlus Energy Limited | OREBA | G |  | _D | Merseyside and North Wales | DEFAULT__D |  | C | 0.0073777 | 0 | 0 | 0.5103 | 0.493 | 0.27 | 0 | 0 | 0 | 0 | F | T | F |  | 2019-06-01 |  | F
2__DOREG000 | OREG_D | OREGON ENERGY LIMITED | OREG | G |  | _D | Merseyside and North Wales | DEFAULT__D |  | C | 0.0073777 | 0 | 0 | 0.5103 | 0.493 | 0.27 | 0 | 0 | 0 | 0 | F | T | F |  | 2019-06-01 |  | F
2__DOSMI000 | 2__DOSMI000 | BRISTOL NRG TEC&SERV(SUPP) LTD | OSMIUM | G |  | _D | Merseyside and North Wales | DEFAULT__D |  | C | 0.0073777 | 7.044 | -1.54 | 0.5183 | 0.5187 | 0.27 | -0.798 | -0.799 | 3.651 | 3.654 | F | T | F |  | 2019-06-01 |  | F
2__DOVAL000 | 2__DOVAL000 | Oval Energy Limited | OVAL | G |  | _D | Merseyside and North Wales | DEFAULT__D |  | C | 0.0073777 | 0 | 0 | 0.5103 | 0.493 | 0.27 | 0 | 0 | 0 | 0 | F | T | F |  | 2019-06-01 |  | F
2__DOVOE000 | 2__DOVOE000 | OVO Electricity Ltd | OVOE | G |  | _D | Merseyside and North Wales | DEFAULT__D |  | C | 0.0073777 | 0 | -37.482 | 0.5508 | 0.5893 | 0.27 | -20.645 | -22.088 | 0 | 0 | F | T | F |  | 2019-07-03 |  | F
2__DOXPO000 | 2__DOXPO000 | Opus Energy Limited | OXFPOWER | G |  | _D | Merseyside and North Wales | DEFAULT__D |  | C | 0.0073777 | 0 | -23.96 | 0.6187 | 0.5089 | 0.27 | -14.824 | -12.193 | 0 | 0 | F | T | F |  | 2019-07-03 |  | F
2__DPADD000 | 2__DPADD000 | Paddington Power Limited | PADDINGT | G |  | _D | Merseyside and North Wales | DEFAULT__D |  | C | 0.0073777 | 0 | 0 | 0.5103 | 0.493 | 0.27 | 0 | 0 | 0 | 0 | F | T | F |  | 2019-06-01 |  | F
2__DPALL000 | 2__DPALL000 | Palladium Energy Supply Ltd | PALLAD | G |  | _D | Merseyside and North Wales | DEFAULT__D |  | C | 0.0073777 | 0 | 0 | 0.5103 | 0.493 | 0.27 | 0 | 0 | 0 | 0 | F | T | F |  | 2019-06-01 |  | F
2__DPERL000 | 2__DPERL000 | PERLE ENERGY LIMITED | PERLE | G |  | _D | Merseyside and North Wales | DEFAULT__D |  | C | 0.0073777 | 0 | 0 | 0.5103 | 0.493 | 0.27 | 0 | 0 | 0 | 0 | F | T | F |  | 2019-06-01 |  | F
2__DPGEN000 | 2__DPGEN000 | E.ON UK plc | POWERGEN | G | MNW-PGU01 | _D | Merseyside and North Wales | DEFAULT__D |  | C | 0.0073777 | 174 | -176 | 0.6542 | 0.5065 | 0.27 | -115.139 | -89.144 | 113.831 | 88.131 | F | T | T |  | 2019-06-01 |  | F
2__DPGEN001 | SANDBACH | E.ON UK plc | POWERGEN | S | MNW-PGU02 | _D | Merseyside and North Wales | DEFAULT__D | C | C | 0.0073777 | 50 | -6 | 0.0714 | 0.0477 | 0.27 | -0.428 | -0.286 | 3.57 | 2.385 | T | T | T |  | 2019-06-01 | F | T
2__DPGEN002 | STOKE | E.ON UK plc | POWERGEN | S | MNW-PGU03 | _D | Merseyside and North Wales | DEFAULT__D | C | C | 0.0073777 | 0 | 0 | 0.5103 | 0.493 | 0.27 | 0 | 0 | 0 | 0 | T | T | T |  | 2019-06-01 | F | T
2__DPILO000 | 2__DPILO000 | Tonik Energy Limited | PILO1015 | G |  | _D | Merseyside and North Wales | DEFAULT__D |  | C | 0.0073777 | 0 | -2.09 | 0.4769 | 0.5065 | 0.27 | -0.997 | -1.059 | 0 | 0 | F | T | F |  | 2019-06-01 |  | F
2__DPION000 | 2__DPION000 | Igloo Energy Supply Limited | PION1015 | G |  | _D | Merseyside and North Wales | DEFAULT__D |  | C | 0.0073777 | 0 | -0.6668 | 0.2836 | 0.2967 | 0.27 | -0.189 | -0.198 | 0 | 0 | F | T | F |  | 2019-06-01 |  | F
2__DPIRO000 | 2__DPIRO000 | Pirranello Energy Supply Ltd | PIRANELO | G |  | _D | Merseyside and North Wales | DEFAULT__D |  | C | 0.0073777 | 0 | 0 | 0.5103 | 0.493 | 0.27 | 0 | 0 | 0 | 0 | F | T | F |  | 2019-06-01 |  | F
2__DPOWQ000 | PowerQ_D | Hartree Partners Supply UK | POWQ | G |  | _D | Merseyside and North Wales | DEFAULT__D |  | C | 0.0073777 | 0 | 0 | 0.5103 | 0.493 | 0.27 | 0 | 0 | 0 | 0 | F | T | F |  | 2019-06-01 |  | F
2__DPROZ000 | PROZ_D | Dyce Energy Ltd | PROZ | G |  | _D | Merseyside and North Wales | DEFAULT__D |  | C | 0.0073777 | 0 | 0 | 0.5103 | 0.493 | 0.27 | 0 | 0 | 0 | 0 | F | T | F |  | 2019-06-01 |  | F
2__DPSUK000 | NPEC MANWEB Area PSUK | Npower Limited | NPOWER01 | G |  | _D | Merseyside and North Wales | DEFAULT__D |  | C | 0.0073777 | 0 | -2.94 | 0.5215 | 0.5531 | 0.27 | -1.533 | -1.626 | 0 | 0 | F | T | F |  | 2019-06-01 |  | F
2__DPURE000 | 2__DPURE000 | Good Energy Limited | PURE | G |  | _D | Merseyside and North Wales | DEFAULT__D |  | C | 0.0073777 | 7.7 | -2.5 | -0.1858 | -0.4494 | 0.27 | 0.465 | 1.124 | -1.431 | -3.46 | F | T | F |  | 2019-06-01 |  | F
2__DPUTY000 | 2__DPUTY000 | Putney Energy Limited | PUTNEY | G |  | _D | Merseyside and North Wales | DEFAULT__D |  | C | 0.0073777 | 0 | 0 | 0.5103 | 0.493 | 0.27 | 0 | 0 | 0 | 0 | F | T | F |  | 2019-06-01 |  | F
2__DQEEN000 | 2__DQEEN000 | GoTo Energy (UK) Limited | QUEENS | G |  | _D | Merseyside and North Wales | DEFAULT__D |  | C | 0.0073777 | 0 | 0 | 0.5103 | 0.493 | 0.27 | 0 | 0 | 0 | 0 | F | T | F |  | 2019-06-01 |  | F
2__DRAYL000 | 2__DRAYL000 | Victory Energy Supply Limited | RAYLEIGH | G |  | _D | Merseyside and North Wales | DEFAULT__D |  | C | 0.0073777 | 0 | 0 | 0.5103 | 0.493 | 0.27 | 0 | 0 | 0 | 0 | F | T | F |  | 2019-06-01 |  | F
2__DREGE000 | 2__DREGE000 | Bulb Energy | REGENT | G |  | _D | Merseyside and North Wales | DEFAULT__D |  | C | 0.0073777 | 0 | -43 | 0.4856 | 0.5151 | 0.27 | -20.881 | -22.149 | 0 | 0 | F | T | F |  | 2019-06-01 |  | F
2__DRENC000 | 2__DRENC000 | The Renewable Energy Co Ltd | RENC | G | MNW-RNW01 | _D | Merseyside and North Wales | DEFAULT__D |  | C | 0.0073777 | 0 | 0 | 0.5103 | 0.493 | 0.27 | 0 | 0 | 0 | 0 | F | T | F |  | 2019-06-01 |  | F
2__DRHOD000 | 2__DRHOD000 | Utilita Energy Limited | UTILITA | G |  | _D | Merseyside and North Wales | DEFAULT__D |  | C | 0.0073777 | 0 | -0.03 | 0.4429 | 0.4686 | 0.27 | -0.013 | -0.014 | 0 | 0 | F | T | F |  | 2019-06-01 |  | F
2__DROSE000 | 2__DROSE000 | Gas & Power Ltd TA Gulf G & P | ROSE | G |  | _D | Merseyside and North Wales | DEFAULT__D |  | C | 0.0073777 | 0 | -1.95 | 0.3564 | 0.3779 | 0.27 | -0.695 | -0.737 | 0 | 0 | F | T | F |  | 2019-06-01 |  | F
2__DRUTH000 | 2__DRUTH000 | Rutherford Energy Supply Ltd | RUTHRFRD | G |  | _D | Merseyside and North Wales | DEFAULT__D |  | C | 0.0073777 | 0 | 0 | 0.5103 | 0.493 | 0.27 | 0 | 0 | 0 | 0 | F | T | F |  | 2019-06-01 |  | F
2__DRWED000 | 2__DRWED000 | ENGIE Power Limited | RWETDL | G | MNW-GDF01 | _D | Merseyside and North Wales | DEFAULT__D |  | C | 0.0073777 | 57.064 | -60 | 0.4951 | 0.3305 | 0.27 | -29.706 | -19.83 | 28.252 | 18.86 | F | T | T |  | 2019-06-01 |  | F
2__DSANT000 | 2__DSANT000 | Nabuh Energy Limited | SANT1015 | G |  | _D | Merseyside and North Wales | DEFAULT__D |  | C | 0.0073777 | 0 | -0.63 | 0.4987 | 0.5319 | 0.27 | -0.314 | -0.335 | 0 | 0 | F | T | F |  | 2019-06-01 |  | F
2__DSAPH000 | 2__DSAPH000 | ElectroRoute Energy Limited | SAPHIR | G |  | _D | Merseyside and North Wales | DEFAULT__D |  | C | 0.0073777 | 7.832 | 0 | 0.5103 | 0.493 | 0.27 | 0 | 0 | 2.115 | 2.115 | F | T | F |  | 2019-06-01 |  | F
2__DSATU000 | 2__DSATU000 | Satus Energy Limited | SATUS | G |  | _D | Merseyside and North Wales | DEFAULT__D |  | C | 0.0073777 | 0 | 0 | 0.5103 | 0.493 | 0.27 | 0 | 0 | 0 | 0 | F | T | F |  | 2019-06-01 |  | F
2__DSCAF000 | 2__DSCAF000 | Valda Energy Limited | SCAFELL | G |  | _D | Merseyside and North Wales | DEFAULT__D |  | C | 0.0073777 | 0 | 0 | 0.5103 | 0.493 | 0.27 | 0 | 0 | 0 | 0 | F | T | F |  | 2019-06-01 |  | F
2__DSEEB000 | 2__DSEEB000 | EDF Energy Customers Ltd | LENCO | G | MNW-SEE01 | _D | Merseyside and North Wales | DEFAULT__D |  | C | 0.0073777 | 0 | -4 | 0.7555 | 0.7505 | 0.27 | -3.022 | -3.002 | 0 | 0 | F | T | T |  | 2019-06-01 |  | F
2__DSEEE000 | 2__DSEEE000 | Shell Energy Europe Limited | SHELL2 | G |  | _D | Merseyside and North Wales | DEFAULT__D |  | C | 0.0073777 | 0 | -19 | 0.5103 | 0.493 | 0.27 | -9.696 | -9.367 | 0 | 0 | F | T | F |  | 2019-06-01 |  | F
2__DSIMC000 | 2__DSIMC000 | SIMCOE ENERGY LIMITED | SIMCOE | G |  | _D | Merseyside and North Wales | DEFAULT__D |  | C | 0.0073777 | 0 | 0 | 0.5103 | 0.493 | 0.27 | 0 | 0 | 0 | 0 | F | T | F |  | 2019-06-01 |  | F
2__DSING000 | SING_D | United Gas & Power Trading Ltd | SING | G |  | _D | Merseyside and North Wales | DEFAULT__D |  | C | 0.0073777 | 0 | -0.86 | 0.5103 | 0.493 | 0.27 | -0.439 | -0.424 | 0 | 0 | F | T | F |  | 2019-06-01 |  | F
2__DSINQ000 | Sinq_D | Sinq Power Ltd | SINQ | G |  | _D | Merseyside and North Wales | DEFAULT__D |  | C | 0.0073777 | 0 | -1.8 | 0.5433 | 0.4379 | 0.27 | -0.978 | -0.788 | 0 | 0 | F | T | F |  | 2019-06-01 |  | F
2__DSIRO000 | 2__DSIRO000 | Hudson Energy Supply UK Ltd | AMPERE | G |  | _D | Merseyside and North Wales | DEFAULT__D |  | C | 0.0073777 | 0 | 0 | 0.5103 | 0.493 | 0.27 | 0 | 0 | 0 | 0 | F | T | F |  | 2019-06-01 |  | F
2__DSKLN000 | 2__DSKLN000 | Skylane Energy Supply Ltd | SKYLANE | G |  | _D | Merseyside and North Wales | DEFAULT__D |  | C | 0.0073777 | 0 | 0 | 0.5103 | 0.493 | 0.27 | 0 | 0 | 0 | 0 | F | T | F |  | 2019-06-01 |  | F
2__DSLVR000 | 2__DSLVR000 | CNG Electricity Limited | SILVER | G |  | _D | Merseyside and North Wales | DEFAULT__D |  | C | 0.0073777 | 0.004 | -0.008 | 0.5103 | 0.493 | 0.27 | -0.004 | -0.004 | 0.002 | 0.002 | F | T | F |  | 2019-06-01 |  | F
2__DSMAR000 | 2__DSMAR000 | Smartestenergy Limited | SMARTEST | G | MNW-SEL01 | _D | Merseyside and North Wales | DEFAULT__D |  | C | 0.0073777 | 128 | -80 | 0.5421 | 0.2772 | 0.27 | -43.368 | -22.176 | 69.389 | 35.482 | F | T | T |  | 2019-06-01 |  | F
2__DSMAR001 | 2__DSMAR001 | Smartestenergy Limited | SMARTEST | S | AG-DSMA01 | _D | Merseyside and North Wales | DEFAULT__D |  | C | 0.0073777 | 50 | -50 | 0.5103 | 0.493 | 0.27 | -25.515 | -24.65 | 25.515 | 24.65 | F | T | T |  | 2019-07-17 | F | F
2__DSNFR000 | 2__DSNFR000 | Sunflower Energy Supply Ltd | SUNFLOWE | G |  | _D | Merseyside and North Wales | DEFAULT__D |  | C | 0.0073777 | 0 | 0 | 0.5103 | 0.493 | 0.27 | 0 | 0 | 0 | 0 | F | T | F |  | 2019-06-01 |  | F
2__DSOUT000 | SE SBMU1 - Manweb GSPG | SSE Electricity Limited | SWEL | G | MNW-STH01 | _D | Merseyside and North Wales | DEFAULT__D |  | C | 0.0073777 | 0 | -46.8 | 0.5703 | 0.608 | 0.27 | -26.69 | -28.454 | 0 | 0 | F | T | T |  | 2019-06-01 |  | F
2__DSPAL000 | 2__DSPAL000 | Home Energy Trading Ltd | SPALT | G |  | _D | Merseyside and North Wales | DEFAULT__D |  | C | 0.0073777 | 0 | 0 | 0.5103 | 0.493 | 0.27 | 0 | 0 | 0 | 0 | F | T | F |  | 2019-06-01 |  | F
2__DSPOW000 | 2__DSPOW000 | SP Energy Retail Ltd | SPSUP01 | G | MNW-SPC01 | _D | Merseyside and North Wales | DEFAULT__D |  | C | 0.0073777 | 0 | -117.8 | 0.766 | 0.6224 | 0.27 | -90.235 | -73.319 | 0 | 0 | F | T | T |  | 2019-06-01 |  | F
2__DSPRK000 | 2__DSPRK000 | OVO Electricity Ltd | OVOE | G |  | _D | Merseyside and North Wales | DEFAULT__D |  | C | 0.0073777 | 0 | -7.58 | 0.5541 | 0.5897 | 0.27 | -4.2 | -4.47 | 0 | 0 | F | T | F |  | 2019-06-01 |  | F
2__DSQKY000 | 2__DSQKY000 | Squeaky Clean Energy Limited | ESSL1015 | G |  | _D | Merseyside and North Wales | DEFAULT__D |  | C | 0.0073777 | 0 | 0 | 0.5103 | 0.493 | 0.27 | 0 | 0 | 0 | 0 | F | T | F |  | 2019-07-17 |  | F
2__DSTAT000 | STAT D Mersey & North Wales | Statkraft Markets Gmbh | STATKRA1 | G |  | _D | Merseyside and North Wales | DEFAULT__D |  | C | 0.0073777 | 92 | 0 | 0.149 | 0.1839 | 0.1593 | 0 | 0 | 14.656 | 14.656 | F | T | F |  | 2019-06-01 |  | F
2__DSWAE000 | SWA SBMU1 - Manweb GSPG | SSE Electricity Limited | SWEL | G | MNW-SWA01 | _D | Merseyside and North Wales | DEFAULT__D |  | C | 0.0073777 | 0 | -18.2 | 0.5561 | 0.5926 | 0.27 | -10.121 | -10.785 | 0 | 0 | F | T | T |  | 2019-06-01 |  | F
2__DSWDP000 | 2__DSWDP000 | Snowdrop Energy Supply Ltd | SNOWDROP | G |  | _D | Merseyside and North Wales | DEFAULT__D |  | C | 0.0073777 | 0.076 | 0 | 0.4684 | 0.5105 | 0.4789 | 0 | 0 | 0.036 | 0.036 | F | T | F |  | 2019-06-01 |  | F
2__DSWEB000 | SWEB Default BMUid MANW | EDF Energy Customers Ltd | LENCO | G | MNW-SWT01 | _D | Merseyside and North Wales | DEFAULT__D |  | C | 0.0073777 | 0 | -4 | 0.5696 | 0.6082 | 0.27 | -2.278 | -2.433 | 0 | 0 | F | T | T |  | 2019-06-01 |  | F
2__DSWEL000 | SWL SBMU1 - Manweb GSPG | SSE Electricity Limited | SWEL | G |  | _D | Merseyside and North Wales | DEFAULT__D |  | C | 0.0073777 | 0 | 0 | 0.5103 | 0.493 | 0.27 | 0 | 0 | 0 | 0 | F | T | F |  | 2019-06-01 |  | F
2__DSYMB000 | 2__DSYMB000 | Symbio Energy Ltd | SYMBIO18 | G | MNW-SYM01 | _D | Merseyside and North Wales | DEFAULT__D |  | C | 0.0073777 | 0 | 0 | 0.5103 | 0.493 | 0.27 | 0 | 0 | 0 | 0 | F | T | T |  | 2019-06-01 |  | F
2__DTEMP000 | 2__DTEMP000 | Temple Energy Limited | TEMPLE | G |  | _D | Merseyside and North Wales | DEFAULT__D |  | C | 0.0073777 | 0 | 0 | 0.5103 | 0.493 | 0.27 | 0 | 0 | 0 | 0 | F | T | F |  | 2019-06-01 |  | F
2__DTEXA000 | TEXA_D | AVRO COMMERCIAL ENERGY | TEXA | G |  | _D | Merseyside and North Wales | DEFAULT__D |  | C | 0.0073777 | 0 | 0 | 0.5103 | 0.493 | 0.27 | 0 | 0 | 0 | 0 | F | T | F |  | 2019-06-01 |  | F
2__DTGPL000 | 2__DTGPL000 | Total Gas & Power Ltd | TFEGP | G | MNW-TFE01 | _D | Merseyside and North Wales | DEFAULT__D |  | C | 0.0073777 | 10 | -120 | 0.7061 | 0.5384 | 0.27 | -84.732 | -64.608 | 7.061 | 5.384 | F | T | T |  | 2019-06-01 |  | F
2__DTHLE000 | 2__DTHLE000 | Orbit Energy Limited | THISTLE | G |  | _D | Merseyside and North Wales | DEFAULT__D |  | C | 0.0073777 | 0 | 0 | 0.4867 | 0.5089 | 0.27 | 0 | 0 | 0 | 0 | F | T | F |  | 2019-06-01 |  | F
2__DTHRE000 | 2__DTHRE000 | Corona Energy Retail 4 Limited | SUPELEC3 | G |  | _D | Merseyside and North Wales | DEFAULT__D |  | C | 0.0073777 | 0 | -6 | 0.607 | 0.4644 | 0.27 | -3.642 | -2.786 | 0 | 0 | F | T | F |  | 2019-06-01 |  | F
2__DTILL000 | 2__DTILL000 | TILLICUM ENERGY LIMITED | TILLICUM | G |  | _D | Merseyside and North Wales | DEFAULT__D |  | C | 0.0073777 | 0 | 0 | 0.5103 | 0.493 | 0.27 | 0 | 0 | 0 | 0 | F | T | F |  | 2019-06-01 |  | F
2__DTLWD000 | 2__DTLWD000 | BRUNTWOOD ENERGY SERVICES LTD | TAILWIND | G |  | _D | Merseyside and North Wales | DEFAULT__D |  | C | 0.0073777 | 0 | -3.744 | 0.6132 | 0.4192 | 0.27 | -2.296 | -1.569 | 0 | 0 | F | T | F |  | 2019-06-01 |  | F
2__DTNDO000 | 2__DTNDO000 | Pozitive Energy Limited | TORNADO | G |  | _D | Merseyside and North Wales | DEFAULT__D |  | C | 0.0073777 | 0 | -6.398 | 0.5667 | 0.4974 | 0.27 | -3.626 | -3.182 | 0 | 0 | F | T | F |  | 2019-06-01 |  | F
2__DTOGO000 | 2__DTOGO000 | TOGETHER ENERGY SUPPLY LIMITED | AZACCA | G |  | _D | Merseyside and North Wales | DEFAULT__D |  | C | 0.0073777 | 0 | 0 | 0.5103 | 0.493 | 0.27 | 0 | 0 | 0 | 0 | F | T | F |  | 2019-06-01 |  | F
2__DTONB000 | 2__DTONB000 | Tonik Energy Limited | PILO1015 | G |  | _D | Merseyside and North Wales | DEFAULT__D |  | C | 0.0073777 | 0 | 0 | 0.5103 | 0.493 | 0.27 | 0 | 0 | 0 | 0 | F | T | F |  | 2019-06-01 |  | F
2__DTOTO000 | 2__DTOTO000 | TOTO Energy Limited | COVENT | G |  | _D | Merseyside and North Wales | DEFAULT__D |  | C | 0.0073777 | 0 | 0 | 0.5103 | 0.493 | 0.27 | 0 | 0 | 0 | 0 | F | T | F |  | 2019-06-01 |  | F
2__DTRAM000 | Tramonto_D | Switch Business Gas and Power | TRAM | G |  | _D | Merseyside and North Wales | DEFAULT__D |  | C | 0.0073777 | 0 | -0.0253 | 0.4727 | 0.3818 | 0.27 | -0.012 | -0.01 | 0 | 0 | F | T | F |  | 2019-06-01 |  | F
2__DTREX000 | 2__DTREX000 | POWER4ALL Limited | POWER4 | G |  | _D | Merseyside and North Wales | DEFAULT__D |  | C | 0.0073777 | 0 | -12.4 | 0.7532 | 0.7253 | 0.27 | -9.34 | -8.994 | 0 | 0 | F | T | F |  | 2019-06-01 |  | F
2__DTULP000 | 2__DTULP000 | PURE PLANET LIMITED | TULIP | G |  | _D | Merseyside and North Wales | DEFAULT__D |  | C | 0.0073777 | 0 | -7.5 | 0.3047 | 0.3282 | 0.27 | -2.285 | -2.462 | 0 | 0 | F | T | F |  | 2019-06-27 |  | F
2__DUKPR000 | UK_Power_Reserve_D | UK Power Reserve Limited | UKPR | G |  | _D | Merseyside and North Wales | DEFAULT__D |  | C | 0.0073777 | 90 | -21.174 | 0.0606 | 0.0211 | 0.049 | -1.283 | -0.447 | 5.454 | 1.899 | F | T | F |  | 2019-06-01 |  | F
2__DVAVU000 | VAVU_D | Vavu Power Limited | VAVU | G |  | _D | Merseyside and North Wales | DEFAULT__D |  | C | 0.0073777 | 0 | 0 | 0.5103 | 0.493 | 0.27 | 0 | 0 | 0 | 0 | F | T | F |  | 2019-06-01 |  | F
2__DVERM000 | VERM_D | ENERGISE BRITAIN GAS & ELEC | VERM | G |  | _D | Merseyside and North Wales | DEFAULT__D |  | C | 0.0073777 | 0 | 0 | 0.5103 | 0.493 | 0.27 | 0 | 0 | 0 | 0 | F | T | F |  | 2019-06-01 |  | F
2__DVETS000 | VTS_GSP_D_004 | Vattenfall Energy Trading | VTS | G |  | _D | Merseyside and North Wales | DEFAULT__D |  | C | 0.0073777 | 58.5 | -2 | 0.5103 | 0.493 | 0.27 | -1.021 | -0.986 | 29.853 | 28.841 | F | T | F |  | 2019-06-01 |  | F
2__DVIPR000 | 2__DVIPR000 | Viper Energy Supply Ltd | VIPER | G |  | _D | Merseyside and North Wales | DEFAULT__D |  | C | 0.0073777 | 0 | 0 | 0.5103 | 0.493 | 0.27 | 0 | 0 | 0 | 0 | F | T | F |  | 2019-06-01 |  | F
2__DVIRG000 | VIRG_D | Green Energy Supply Limited | VIRG | G |  | _D | Merseyside and North Wales | DEFAULT__D |  | C | 0.0073777 | 0 | 0 | 0.5103 | 0.493 | 0.27 | 0 | 0 | 0 | 0 | F | T | F |  | 2019-06-01 |  | F
2__DVNGA000 | 2__DVNGA000 | Venga Energy Supply Ltd | VENGA | G |  | _D | Merseyside and North Wales | DEFAULT__D |  | C | 0.0073777 | 0 | 0 | 0.5103 | 0.493 | 0.27 | 0 | 0 | 0 | 0 | F | T | F |  | 2019-06-01 |  | F
2__DVNQT000 | 2__DVNQT000 | Vanquist Energy Supply Ltd | VANQUIST | G |  | _D | Merseyside and North Wales | DEFAULT__D |  | C | 0.0073777 | 0 | 0 | 0.5103 | 0.493 | 0.27 | 0 | 0 | 0 | 0 | F | T | F |  | 2019-06-01 |  | F
2__DVOLT000 | 2__DVOLT000 | Co-operative Energy Limited | VOLA | G |  | _D | Merseyside and North Wales | DEFAULT__D |  | C | 0.0073777 | 1.727 | -4.7994 | 0.5591 | 0.5957 | 0.27 | -2.683 | -2.859 | 0.966 | 1.029 | F | T | F |  | 2019-06-01 |  | F
2__DWASH000 | WASH_D | Utility Point Limited | WASH | G |  | _D | Merseyside and North Wales | DEFAULT__D |  | C | 0.0073777 | 0 | -4 | 0.3953 | 0.4206 | 0.27 | -1.581 | -1.682 | 0 | 0 | F | T | F |  | 2019-06-01 |  | F
2__DWILL000 | 2__DWILL000 | WILLAMETTE ENERGY LIMITED | WILLAMET | G |  | _D | Merseyside and North Wales | DEFAULT__D |  | C | 0.0073777 | 0 | 0 | 0.5103 | 0.493 | 0.27 | 0 | 0 | 0 | 0 | F | T | F |  | 2019-06-01 |  | F
2__DYELG000 | _D Default BM MANWEB | NPower Yorkshire Supply Ltd | YE | G | MNW-YEP01 | _D | Merseyside and North Wales | DEFAULT__D |  | C | 0.0073777 | 0 | -0.182 | 0.5596 | 0.5947 | 0.27 | -0.102 | -0.108 | 0 | 0 | F | T | T |  | 2019-06-01 |  | F
2__DYNRG000 | 2__DYNRG000 | Daisy Energy Supply Ltd | DAISY | G |  | _D | Merseyside and North Wales | DEFAULT__D |  | C | 0.0073777 | 0 | 0 | 0.5103 | 0.493 | 0.27 | 0 | 0 | 0 | 0 | F | T | F |  | 2019-06-19 |  | F
2__DZPYR000 | 2__DZPYR000 | Green Network Energy Limited | ZEPHYR | G |  | _D | Merseyside and North Wales | DEFAULT__D |  | C | 0.0073777 | 0 | -7.72 | 0.5485 | 0.5858 | 0.27 | -4.234 | -4.522 | 0 | 0 | F | T | F |  | 2019-07-22 | F | F
2__DZYTH000 | 2__DZYTH000 | ZYTHOS ENERGY LIMITED | ZYTHOS | G |  | _D | Merseyside and North Wales | DEFAULT__D |  | C | 0.0073777 | 0 | 0 | 0.5103 | 0.493 | 0.27 | 0 | 0 | 0 | 0 | F | T | F |  | 2019-06-01 |  | F
2__EALAB000 | ALAB_E | ALABAMA ENERGY LIMITED | ALAB | G |  | _E | Midlands | DEFAULT__E |  | C | 0.011082 | 0 | 0 | 0.5394 | 0.4949 | 0.27 | 0 | 0 | 0 | 0 | F | T | F |  | 2019-06-01 |  | F
2__EALAS000 | ALAS_E | ALASKA ENERGY LIMITED | ALAS | G |  | _E | Midlands | DEFAULT__E |  | C | 0.011082 | 0 | 0 | 0.5394 | 0.4949 | 0.27 | 0 | 0 | 0 | 0 | F | T | F |  | 2019-06-01 |  | F
2__EALTI000 | 2__EALTI000 | Co-operative Energy Limited | VOLA | G |  | _E | Midlands | DEFAULT__E |  | C | 0.011082 | 0 | -2.5254 | 0.5775 | 0.6088 | 0.27 | -1.458 | -1.537 | 0 | 0 | F | T | F |  | 2019-06-01 |  | F
2__EANGE000 | 2__EANGE000 | Limejump Energy Limited | ANGEL | G |  | _E | Midlands | DEFAULT__E |  | C | 0.011082 | 59.4 | -15 | 0.2763 | 0.2642 | 0.2938 | -4.145 | -3.963 | 16.412 | 15.693 | F | T | F |  | 2019-06-01 |  | F
2__EANGE001 | 2__EANGE001 | Limejump Energy Limited | ANGEL | S | AG-ELIM02 | _E | Midlands | DEFAULT__E |  | C | 0.011082 | 50 | -19.862 | 0.5394 | 0.4949 | 0.27 | -10.714 | -9.83 | 26.97 | 24.745 | F | T | T |  | 2019-06-01 | F | F
2__EANGE002 | 2__EANGE002 | Limejump Energy Limited | ANGEL | S | AG-ELIM03 | _E | Midlands | DEFAULT__E |  | C | 0.011082 | 50 | 0 | 0.5394 | 0.4949 | 0.27 | 0 | 0 | 13.5 | 13.5 | F | T | T |  | 2019-06-01 | F | F
2__EARIZ000 | ARIZ_E | Simplicity Energy Limited | ARIZ | G |  | _E | Midlands | DEFAULT__E |  | C | 0.011082 | 0 | -2.419 | 0.2301 | 0.2365 | 0.27 | -0.557 | -0.572 | 0 | 0 | F | T | F |  | 2019-06-19 |  | F
2__EARRU000 | 2__EARRU000 | BlueGreen Energy Services | ARRUZZI | G |  | _E | Midlands | DEFAULT__E |  | C | 0.011082 | 0 | 0 | 0.5394 | 0.4949 | 0.27 | 0 | 0 | 0 | 0 | F | T | F |  | 2019-06-01 |  | F
2__EAVRO000 | AVRO_E | AVRO ENERGY LIMITED | AVRO | G |  | _E | Midlands | DEFAULT__E |  | C | 0.011082 | 0 | -22.87 | 0.5231 | 0.5527 | 0.27 | -11.963 | -12.64 | 0 | 0 | F | T | F |  | 2019-06-28 |  | F
2__EAXIS000 | 2__EAXIS000 | Axis Telecom Ltd | AXISTELE | G |  | _E | Midlands | DEFAULT__E |  | C | 0.011082 | 0 | 0 | 0.5817 | 0.4452 | 0.27 | 0 | 0 | 0 | 0 | F | T | F |  | 2019-06-01 |  | F
2__EAXPO000 | 2__EAXPO000 | AXPO UK LIMITED | EGLUK | G | MID-AXPO1 | _E | Midlands | DEFAULT__E |  | C | 0.011082 | 25 | -22 | 0.6867 | 0.5814 | 0.27 | -15.107 | -12.791 | 17.168 | 14.535 | F | T | F |  | 2019-06-01 |  | F
2__EAZAC000 | 2__EAZAC000 | TOGETHER ENERGY SUPPLY LIMITED | AZACCA | G |  | _E | Midlands | DEFAULT__E |  | C | 0.011082 | 0 | 0 | 0.5394 | 0.4949 | 0.27 | 0 | 0 | 0 | 0 | F | T | F |  | 2019-06-01 |  | F
2__EBARB000 | 2__EBARB000 | Barbican Power Limited | BARBICAN | G |  | _E | Midlands | DEFAULT__E |  | C | 0.011082 | 0 | 0 | 0.5394 | 0.4949 | 0.27 | 0 | 0 | 0 | 0 | F | T | F |  | 2019-06-01 |  | F
2__EBAYS000 | 2__EBAYS000 | Bayswater Energy Limited | BAYSWATE | G |  | _E | Midlands | DEFAULT__E |  | C | 0.011082 | 0 | 0 | 0.5394 | 0.4949 | 0.27 | 0 | 0 | 0 | 0 | F | T | F |  | 2019-06-01 |  | F
2__EBCFC000 | 2__EBCFC000 | Octopus Energy Limited | MERCURY | G |  | _E | Midlands | DEFAULT__E |  | C | 0.011082 | 0 | 0 | 0.8 | 0.8 | 0.27 | 0 | 0 | 0 | 0 | F | T | F |  | 2019-06-01 |  | F
2__EBELS000 | 2__EBELS000 | Belsize Energy Limited | BELSIZE | G |  | _E | Midlands | DEFAULT__E |  | C | 0.011082 | 0 | 0 | 0.5394 | 0.4949 | 0.27 | 0 | 0 | 0 | 0 | F | T | F |  | 2019-06-01 |  | F
2__EBETH000 | 2__EBETH000 | Mongoose Energy Supply Limited | BETHNAL | G |  | _E | Midlands | DEFAULT__E |  | C | 0.011082 | 0 | 0 | 0.5394 | 0.4949 | 0.27 | 0 | 0 | 0 | 0 | F | T | F |  | 2019-06-01 |  | F
2__EBGAS000 | 2__EBGAS000 | British Gas Trading Ltd | BRITGAS | G | MID-BGS01 | _E | Midlands | DEFAULT__E |  | C | 0.011082 | 0 | -310.446 | 0.5829 | 0.6162 | 0.27 | -180.959 | -191.297 | 0 | 0 | F | T | T |  | 2019-06-19 |  | F
2__EBIZZ000 | 2__EBIZZ000 | British Gas Trading Ltd | BRITGAS | G | MID-BIZ01 | _E | Midlands | DEFAULT__E |  | C | 0.011082 | 0 | -4.282 | 0.3584 | 0.2842 | 0.27 | -1.535 | -1.217 | 0 | 0 | F | T | F |  | 2019-06-01 |  | F
2__EBLBL000 | 2__EBLBL000 | Bluebell Energy Supply Ltd | BLUEBELL | G |  | _E | Midlands | DEFAULT__E |  | C | 0.011082 | 0 | 0 | 0.5394 | 0.4949 | 0.27 | 0 | 0 | 0 | 0 | F | T | F |  | 2019-06-01 |  | F
2__EBNRG000 | 2__EBNRG000 | Electricity Plus Supply Ltd | BAENERGY | G |  | _E | Midlands | DEFAULT__E |  | C | 0.011082 | 0 | -47.356 | 0.5954 | 0.6183 | 0.27 | -28.196 | -29.28 | 0 | 0 | F | T | F |  | 2019-06-01 |  | F
2__EBORE000 | 2__EBORE000 | Zebra Power Limited | BOR | G |  | _E | Midlands | DEFAULT__E |  | C | 0.011082 | 0 | -0.07 | 0.4806 | 0.504 | 0.27 | -0.034 | -0.035 | 0 | 0 | F | T | F |  | 2019-06-01 |  | F
2__EBORO000 | 2__EBORO000 | Borough Energy Limited | BOROUGH | G |  | _E | Midlands | DEFAULT__E |  | C | 0.011082 | 0 | 0 | 0.5394 | 0.4949 | 0.27 | 0 | 0 | 0 | 0 | F | T | F |  | 2019-06-01 |  | F
2__EBPGM000 | 2__EBPGM000 | BP Gas Marketing Limited | BPGAS | G |  | _E | Midlands | DEFAULT__E |  | C | 0.011082 | 0 | 0 | 0.5394 | 0.4949 | 0.27 | 0 | 0 | 0 | 0 | F | T | F |  | 2019-06-01 |  | F
2__EBREZ000 | 2__EBREZ000 | Breeze Energy Supply Ltd | BREEZE | G |  | _E | Midlands | DEFAULT__E |  | C | 0.011082 | 3.448 | -1.904 | 0.5728 | 0.6071 | 0.27 | -1.091 | -1.156 | 1.975 | 2.093 | F | T | F |  | 2019-06-01 |  | F
2__EBRZE000 | 2__EBRZE000 | arto.energy Ltd | BRONZE | G |  | _E | Midlands | DEFAULT__E |  | C | 0.011082 | 0 | 0 | 0.5394 | 0.4949 | 0.27 | 0 | 0 | 0 | 0 | F | T | F |  | 2019-06-01 |  | F
2__EBULN000 | 2__EBULN000 | Bryt Energy Limited | BULLION | G |  | _E | Midlands | DEFAULT__E |  | C | 0.011082 | 0 | -21.4 | 0.389 | 0.218 | 0.27 | -8.325 | -4.665 | 0 | 0 | F | T | F |  | 2019-06-01 |  | F
2__ECALI000 | 2__ECALI000 | Callesti Energy Supply Limited | CALLESTI | G |  | _E | Midlands | DEFAULT__E |  | C | 0.011082 | 0 | 0 | 0.5394 | 0.4949 | 0.27 | 0 | 0 | 0 | 0 | F | T | F |  | 2019-06-01 |  | F
2__ECALL000 | 2__ECALL000 | SP Energy Retail Ltd | SPSUP01 | G |  | _E | Midlands | DEFAULT__E |  | C | 0.011082 | 0 | -18.8 | 0.6927 | 0.643 | 0.27 | -13.023 | -12.088 | 0 | 0 | F | T | F |  | 2019-06-01 |  | F
2__ECBRA000 | 2__ECBRA000 | Cabra Energy Supply Ltd | CABRA | G |  | _E | Midlands | DEFAULT__E |  | C | 0.011082 | 0 | 0 | 0.5394 | 0.4949 | 0.27 | 0 | 0 | 0 | 0 | F | T | F |  | 2019-06-01 |  | F
2__ECFWR000 | 2__ECFWR000 | Eddington Energy Supply Ltd | EDDINGTN | G |  | _E | Midlands | DEFAULT__E |  | C | 0.011082 | 0 | 0 | 0.5776 | 0.6042 | 0.27 | 0 | 0 | 0 | 0 | F | T | F |  | 2019-06-01 |  | F
2__ECILI000 | 2__ECILI000 | Cilleni Energy Supply Limited | CILLENI | G |  | _E | Midlands | DEFAULT__E |  | C | 0.011082 | 0 | 0 | 0.5394 | 0.4949 | 0.27 | 0 | 0 | 0 | 0 | F | T | F |  | 2019-06-01 |  | F
2__ECIRC000 | 2__ECIRC000 | Flow Energy Ltd | CIRCUIT | G |  | _E | Midlands | DEFAULT__E |  | C | 0.011082 | 0 | -11.276 | 0.6163 | 0.6455 | 0.27 | -6.949 | -7.279 | 0 | 0 | F | T | F |  | 2019-06-01 |  | F
2__ECIRC001 | FLOWHH_E1 | Flow Energy Ltd | CIRCUIT | S |  | _E | Midlands | DEFAULT__E |  | C | 0.011082 | 0 | 0 | 0.5394 | 0.4949 | 0.27 | 0 | 0 | 0 | 0 | F | T | F |  | 2019-06-01 | F | F
2__ECMRO000 | 2__ECMRO000 | Camaro Energy Supply Ltd | CAMARO | G |  | _E | Midlands | DEFAULT__E |  | C | 0.011082 | 0 | 0 | 0.5394 | 0.4949 | 0.27 | 0 | 0 | 0 | 0 | F | T | F |  | 2019-06-01 |  | F
2__ECNDL000 | 2__ECNDL000 | NEAS Energy Ltd. | CNDA | G |  | _E | Midlands | DEFAULT__E |  | C | 0.011082 | 480 | 0 | 0.2269 | 0.2308 | 0.228 | 0 | 0 | 109.44 | 109.44 | F | T | F |  | 2019-06-01 |  | F
2__ECNRG000 | 2__ECNRG000 | Opus Energy (Corporate) Ltd | CHENERGY | G |  | _E | Midlands | DEFAULT__E |  | C | 0.011082 | 0 | -41.38 | 0.6689 | 0.536 | 0.27 | -27.679 | -22.18 | 0 | 0 | F | T | F |  | 2019-07-03 |  | F
2__ECOLG000 | 2__ECOLG000 | Colgano Energy Supply Limited | COLGANO | G |  | _E | Midlands | DEFAULT__E |  | C | 0.011082 | 0 | 0 | 0.5394 | 0.4949 | 0.27 | 0 | 0 | 0 | 0 | F | T | F |  | 2019-06-01 |  | F
2__ECOLO000 | COLO_E | COLORADO ENERGY LIMITED | COLO | G |  | _E | Midlands | DEFAULT__E |  | C | 0.011082 | 0 | 0 | 0.5394 | 0.4949 | 0.27 | 0 | 0 | 0 | 0 | F | T | F |  | 2019-06-01 |  | F
2__ECOMT000 | 2__ECOMT000 | ENSTROGA Ltd | COMT1015 | G |  | _E | Midlands | DEFAULT__E |  | C | 0.011082 | 0 | -3.76 | 0.3061 | 0.3225 | 0.27 | -1.151 | -1.213 | 0 | 0 | F | T | F |  | 2019-06-01 |  | F
2__ECOOP000 | 2__ECOOP000 | I Supply Energy Limited | COOP | G |  | _E | Midlands | DEFAULT__E |  | C | 0.011082 | 0 | -8.16 | 0.602 | 0.6345 | 0.27 | -4.912 | -5.178 | 0 | 0 | F | T | F |  | 2019-06-01 |  | F
2__ECORE000 | 2__ECORE000 | Corona Energy Retail 4 Limited | SUPELEC3 | G |  | _E | Midlands | DEFAULT__E |  | C | 0.011082 | 0 | 0 | 0.5394 | 0.4949 | 0.27 | 0 | 0 | 0 | 0 | F | T | F |  | 2019-06-01 |  | F
2__ECOUL000 | 2__ECOUL000 | Coulomb Energy Supply Limited | COULOMB | G |  | _E | Midlands | DEFAULT__E |  | C | 0.011082 | 0 | 0 | 0.5394 | 0.4949 | 0.27 | 0 | 0 | 0 | 0 | F | T | F |  | 2019-06-01 |  | F
2__ECOVE000 | 2__ECOVE000 | TOTO Energy Limited | COVENT | G |  | _E | Midlands | DEFAULT__E |  | C | 0.011082 | 0 | -4.996 | 0.5718 | 0.6036 | 0.27 | -2.857 | -3.016 | 0 | 0 | F | T | F |  | 2019-06-19 |  | F
2__ECPPR000 | 2__ECPPR000 | Affect Energy Ltd | COPPER | G |  | _E | Midlands | DEFAULT__E |  | C | 0.011082 | 0 | -3.246 | 0.5253 | 0.5536 | 0.27 | -1.705 | -1.797 | 0 | 0 | F | T | F |  | 2019-06-01 |  | F
2__ECYCL000 | 2__ECYCL000 | Business Power & Gas Limited | CYCLONE | G |  | _E | Midlands | DEFAULT__E |  | C | 0.011082 | 0 | -7.228 | 0.6857 | 0.3542 | 0.27 | -4.956 | -2.56 | 0 | 0 | F | T | F |  | 2019-06-01 |  | F
2__EDESL000 | 2__EDESL000 | Daisy Energy Supply Ltd | DAISY | G |  | _E | Midlands | DEFAULT__E |  | C | 0.011082 | 0 | -0.92 | 0.5394 | 0.4949 | 0.27 | -0.496 | -0.455 | 0 | 0 | F | T | F |  | 2019-06-01 |  | F
2__EDFDL000 | 2__EDFDL000 | Tru Energy Limited | DAFFODIL | G |  | _E | Midlands | DEFAULT__E |  | C | 0.011082 | 0 | -3.5 | 0.3089 | 0.0947 | 0.27 | -1.081 | -0.331 | 0 | 0 | F | T | F |  | 2019-06-01 |  | F
2__EDIRA000 | 2__EDIRA000 | Social Energy Supply Ltd | DIRAC | G |  | _E | Midlands | DEFAULT__E |  | C | 0.011082 | 0 | -0.0108 | 0.5394 | 0.4949 | 0.27 | -0.006 | -0.005 | 0 | 0 | F | T | F |  | 2019-06-01 |  | F
2__EDNRG000 | 2__EDNRG000 | Donnington Energy Limited | DOENERGY | G |  | _E | Midlands | DEFAULT__E |  | C | 0.011082 | 0 | 0 | 0.5394 | 0.4949 | 0.27 | 0 | 0 | 0 | 0 | F | T | F |  | 2019-06-01 |  | F
2__EDRGI000 | UKHC_E | UK Healthcare Corporation Ltd | DENERGI1 | G |  | _E | Midlands | DEFAULT__E |  | C | 0.011082 | 0 | 0 | 0.5394 | 0.4949 | 0.27 | 0 | 0 | 0 | 0 | F | T | F |  | 2019-06-01 |  | F
2__EDUAL000 | 2__EDUAL000 | Dual Energy Direct Limited | DUALENER | G |  | _E | Midlands | DEFAULT__E |  | C | 0.011082 | 0 | -12.608 | 0.6104 | 0.4689 | 0.27 | -7.696 | -5.912 | 0 | 0 | F | T | F |  | 2019-06-01 |  | F
2__EEBES000 | 2__EEBES000 | BES Commercial Electricity Ltd | EBEA | G |  | _E | Midlands | DEFAULT__E |  | C | 0.011082 | 0 | -7.114 | 0.6031 | 0.4735 | 0.27 | -4.29 | -3.368 | 0 | 0 | F | T | F |  | 2019-06-01 |  | F
2__EECOA000 | 2__EECOA000 | British Gas Trading Ltd | BRITGAS | G |  | _E | Midlands | DEFAULT__E |  | C | 0.011082 | 61 | 0 | 0.1048 | 0.0393 | 0.0856 | 0 | 0 | 5.222 | 5.222 | F | T | F |  | 2019-06-01 |  | F
2__EECON000 | 2__EECON000 | Economy Power | ECON1 | G |  | _E | Midlands | DEFAULT__E |  | C | 0.011082 | 0 | 0 | 0.5394 | 0.4949 | 0.27 | 0 | 0 | 0 | 0 | F | T | F |  | 2019-06-01 |  | F
2__EECOT000 | 2__EECOT000 | The Renewable Energy Co Ltd | RENC | G |  | _E | Midlands | DEFAULT__E |  | C | 0.011082 | 0 | -14.2 | 0.7142 | 0.6584 | 0.27 | -10.142 | -9.349 | 0 | 0 | F | T | F |  | 2019-06-01 |  | F
2__EEDDI000 | 2__EEDDI000 | Eddington Energy Supply Ltd | EDDINGTN | G |  | _E | Midlands | DEFAULT__E |  | C | 0.011082 | 0 | -2.8 | 0.5415 | 0.5712 | 0.27 | -1.516 | -1.599 | 0 | 0 | F | T | F |  | 2019-06-01 |  | F
2__EEDFE000 | EDFE_MANWEB | EDF Energy Customers Ltd | LENCO | G | MID-EDF01 | _E | Midlands | DEFAULT__E |  | C | 0.011082 | 0 | 0 | 0.5394 | 0.4949 | 0.27 | 0 | 0 | 0 | 0 | F | T | T |  | 2019-06-01 |  | F
2__EEDGE000 | 2__EEDGE000 | Edgware Energy Limited | EDGWARE | G |  | _E | Midlands | DEFAULT__E |  | C | 0.011082 | 0 | 0 | 0.5394 | 0.4949 | 0.27 | 0 | 0 | 0 | 0 | F | T | F |  | 2019-06-01 |  | F
2__EEDIR000 | 2__EEDIR000 | British Gas Trading Ltd | BRITGAS | G | MID-EDR01 | _E | Midlands | DEFAULT__E |  | C | 0.011082 | 0 | 0 | 0.5394 | 0.4949 | 0.27 | 0 | 0 | 0 | 0 | F | T | T |  | 2019-06-01 |  | F
2__EEELC000 | 2__EEELC000 | E.ON Energy Solutions Limited | PGENERGY | G | MID-EAS01 | _E | Midlands | DEFAULT__E |  | C | 0.011082 | 0 | 0 | 0 | 0 | 0.27 | 0 | 0 | 0 | 0 | F | T | T |  | 2019-06-01 |  | F
2__EEENG000 | 2__EEENG000 | E.ON Energy Solutions Limited | PGENERGY | G | MID-EST01 | _E | Midlands | DEFAULT__E |  | C | 0.011082 | 0 | -10 | 0.6068 | 0.6363 | 0.27 | -6.068 | -6.363 | 0 | 0 | F | T | T |  | 2019-06-01 |  | F
2__EEETL000 | EETL in Midlands | OVO Electricity Ltd | OVOE | G |  | _E | Midlands | DEFAULT__E |  | C | 0.011082 | 0 | 0 | 0.5925 | 0.6248 | 0.27 | 0 | 0 | 0 | 0 | F | T | F |  | 2019-06-01 |  | F
2__EEFLS000 | EFLS_E | Effortless Energy Ltd | EENERGY | G |  | _E | Midlands | DEFAULT__E |  | C | 0.011082 | 0 | -0.03 | 0.6277 | 0.6589 | 0.27 | -0.019 | -0.02 | 0 | 0 | F | T | F |  | 2019-06-01 |  | F
2__EEGDX000 | E_EGASELEC | E (GAS AND ELECTRICITY) LTD | LORM | G |  | _E | Midlands | DEFAULT__E |  | C | 0.011082 | 0 | -0.0052 | 0.5394 | 0.4949 | 0.27 | -0.003 | -0.003 | 0 | 0 | F | T | F |  | 2019-07-01 |  | F
2__EEGML000 | EGML_E | ECO GREEN MANAGEMENT LIMITED | YGP1 | G |  | _E | Midlands | DEFAULT__E |  | C | 0.011082 | 0 | -0.2114 | 0.521 | 0.4457 | 0.27 | -0.11 | -0.094 | 0 | 0 | F | T | F |  | 2019-06-01 |  | F
2__EELEC000 | Electraphase_E | ELECTRAPHASE LIMITED | EPHASE | G |  | _E | Midlands | DEFAULT__E |  | C | 0.011082 | 0.2 | -2.8 | 0.5394 | 0.4949 | 0.27 | -1.51 | -1.386 | 0.108 | 0.099 | F | T | F |  | 2019-06-01 |  | F
2__EEMEB000 | 2__EEMEB000 | E.ON Energy Solutions Limited | PGENERGY | G | MID-PGE01 | _E | Midlands | DEFAULT__E |  | C | 0.011082 | 0 | -248 | 0.6751 | 0.6464 | 0.27 | -167.425 | -160.307 | 0 | 0 | F | T | T |  | 2019-06-01 |  | F
2__EEMZO000 | 2__EEMZO000 | Emzo Energy Supply Ltd | EMZO | G |  | _E | Midlands | DEFAULT__E |  | C | 0.011082 | 0 | 0 | 0.5394 | 0.4949 | 0.27 | 0 | 0 | 0 | 0 | F | T | F |  | 2019-06-01 |  | F
2__EENDC000 | 2__EENDC000 | EPG Energy Limited | EPGNRG | G |  | _E | Midlands | DEFAULT__E |  | C | 0.011082 | 19.6 | -1.9 | -6.9208 | -6.8504 | 0.27 | 13.15 | 13.016 | -135.648 | -134.268 | F | T | F |  | 2019-06-08 |  | F
2__EENDC001 | 2__EENDC001 | EPG Energy Limited | EPGNRG | S |  | _E | Midlands | DEFAULT__E |  | C | 0.011082 | 0 | 0 | 0.5394 | 0.4949 | 0.27 | 0 | 0 | 0 | 0 | F | T | F |  | 2019-06-01 | F | F
2__EENDC002 | 2__EENDC002 | EPG Energy Limited | EPGNRG | S |  | _E | Midlands | DEFAULT__E |  | C | 0.011082 | 0 | 0 | 0.5394 | 0.4949 | 0.27 | 0 | 0 | 0 | 0 | F | T | F |  | 2019-06-01 | F | F
2__EENEC000 | 2__EENEC000 | Eneco Energy Trade | ENECOUK | G |  | _E | Midlands | DEFAULT__E |  | C | 0.011082 | 0 | -12.99 | 0.6651 | 0.4009 | 0.27 | -8.64 | -5.208 | 0 | 0 | F | T | F |  | 2019-06-01 |  | F
2__EENER000 | 2__EENER000 | Simply Your Energy | SUPLENER | G |  | _E | Midlands | DEFAULT__E |  | C | 0.011082 | 0 | 0 | 0.5394 | 0.4949 | 0.27 | 0 | 0 | 0 | 0 | F | T | F |  | 2019-06-01 |  | F
2__EENGQ000 | EnergyQ_E | Eversmart Energy Ltd | ENGQ | G |  | _E | Midlands | DEFAULT__E |  | C | 0.011082 | 0 | 0 | 0.5027 | 0.533 | 0.27 | 0 | 0 | 0 | 0 | F | T | F |  | 2019-06-01 |  | F
2__EENRD000 | 2__EENRD000 | British Gas Trading Ltd | BRITGAS | G | MID-ENR01 | _E | Midlands | DEFAULT__E |  | C | 0.011082 | 32 | -176 | 0.6591 | 0.5016 | 0.27 | -116.002 | -88.282 | 21.091 | 16.051 | F | T | T |  | 2019-06-01 |  | F
2__EENRD002 | 2__EENRD002 | British Gas Trading Ltd | BRITGAS | S |  | _E | Midlands | DEFAULT__E |  | C | 0.011082 | 25 | -1 | 0.5394 | 0.4949 | 0.27 | -0.539 | -0.495 | 13.485 | 12.373 | F | T | F |  | 2019-06-01 | F | F
2__EENRG000 | 2__EENRG000 | Opus Energy Renewables Limited | EVENERGY | G |  | _E | Midlands | DEFAULT__E |  | C | 0.011082 | 13.56 | 0 | 0.3422 | 0.3882 | 0.3557 | 0 | 0 | 4.823 | 4.823 | F | T | F |  | 2019-06-01 |  | F
2__EENRG002 | ENRGE2 | Opus Energy Renewables Limited | EVENERGY | S |  | _E | Midlands | DEFAULT__E |  | C | 0.011082 | 33.72 | 0 | 0.2342 | 0.2281 | 0.2324 | 0 | 0 | 7.837 | 7.837 | F | T | F |  | 2019-06-01 | F | F
2__EEOND000 | 2__EEOND000 | E.ON Energy Solutions Limited | PGENERGY | G |  | _E | Midlands | DEFAULT__E |  | C | 0.011082 | 0 | -6 | 0.411 | 0.426 | 0.27 | -2.466 | -2.556 | 0 | 0 | F | T | F |  | 2019-06-01 |  | F
2__EEPHH000 | 2__EEPHH000 | Economy Power | ECON1 | G |  | _E | Midlands | DEFAULT__E |  | C | 0.011082 | 0 | 0 | 0.5394 | 0.4949 | 0.27 | 0 | 0 | 0 | 0 | F | T | F |  | 2019-06-01 |  | F
2__EEQUI000 | 2__EEQUI000 | Equinicity Ltd | EQUIN | G |  | _E | Midlands | DEFAULT__E |  | C | 0.011082 | 0 | 0 | 0.5394 | 0.4949 | 0.27 | 0 | 0 | 0 | 0 | F | T | F |  | 2019-06-19 |  | F
2__EESSL000 | 2__EESSL000 | Squeaky Clean Energy Limited | ESSL1015 | G |  | _E | Midlands | DEFAULT__E |  | C | 0.011082 | 0 | -8.466 | 0.5394 | 0.4949 | 0.27 | -4.567 | -4.19 | 0 | 0 | F | T | F |  | 2019-06-01 |  | F
2__EEURO000 | 2__EEURO000 | Robin Hood Energy Limited | EUROPA | G |  | _E | Midlands | DEFAULT__E |  | C | 0.011082 | 0 | -5.9 | 0.589 | 0.5478 | 0.27 | -3.475 | -3.232 | 0 | 0 | F | T | F |  | 2019-06-01 |  | F
2__EEUST000 | 2__EEUST000 | Euston Energy Limited | EUSTON | G |  | _E | Midlands | DEFAULT__E |  | C | 0.011082 | 0 | 0 | 0.5394 | 0.4949 | 0.27 | 0 | 0 | 0 | 0 | F | T | F |  | 2019-06-01 |  | F
2__EEVER000 | 2__EEVER000 | Eversmart Energy Ltd | ENGQ | G |  | _E | Midlands | DEFAULT__E |  | C | 0.011082 | 0 | 0 | 0.5394 | 0.4949 | 0.27 | 0 | 0 | 0 | 0 | F | T | F |  | 2019-06-01 |  | F
2__EEXGL000 | Exelon_E | Exelon Generation Limited | EXGENLIM | G |  | _E | Midlands | DEFAULT__E |  | C | 0.011082 | 14 | -14 | 0.5394 | 0.4949 | 0.27 | -7.552 | -6.929 | 7.552 | 6.929 | F | T | F |  | 2019-06-01 |  | F
2__EFARA000 | 2__EFARA000 | URE Energy Limited | FARADAY | G |  | _E | Midlands | DEFAULT__E |  | C | 0.011082 | 0 | 0 | 0.5394 | 0.4949 | 0.27 | 0 | 0 | 0 | 0 | F | T | F |  | 2019-06-01 |  | F
2__EFARR000 | 2__EFARR000 | Farringdon Energy Limited | FARRINGD | G |  | _E | Midlands | DEFAULT__E |  | C | 0.011082 | 0 | 0 | 0.5394 | 0.4949 | 0.27 | 0 | 0 | 0 | 0 | F | T | F |  | 2019-06-01 |  | F
2__EFLEX000 | 2__EFLEX000 | Flexitricity Limited | FLEXTRCY | G |  | _E | Midlands | DEFAULT__E |  | C | 0.011082 | 14.897 | -17.901 | 0.5394 | 0.4949 | 0.27 | -9.656 | -8.859 | 8.035 | 7.373 | F | T | F |  | 2019-07-10 |  | F
2__EFLEX001 | 2__EFLEX001 | Flexitricity Limited | FLEXTRCY | S | AG-EFLX01 | _E | Midlands | DEFAULT__E |  | C | 0.011082 | 49 | -1 | 0.5394 | 0.4949 | 0.27 | -0.539 | -0.495 | 26.431 | 24.25 | F | T | T |  | 2019-06-01 | F | F
2__EFNRG000 | 2__EFNRG000 | Farmoor Energy Limited | FRENERGY | G |  | _E | Midlands | DEFAULT__E |  | C | 0.011082 | 0 | 0 | 0.5394 | 0.4949 | 0.27 | 0 | 0 | 0 | 0 | F | T | F |  | 2019-06-01 |  | F
2__EFRST000 | 2__EFRST000 | Shell Energy Retail Limited | FRST01 | G |  | _E | Midlands | DEFAULT__E |  | C | 0.011082 | 0 | -45.266 | 0.5793 | 0.6126 | 0.27 | -26.223 | -27.73 | 0 | 0 | F | T | F |  | 2019-06-24 |  | F
2__EFSEN000 | 2__EFSEN000 | F & S Energy Ltd | FSE0001 | G |  | _E | Midlands | DEFAULT__E |  | C | 0.011082 | 26 | 0 | 0.1028 | 0.1556 | 0.1183 | 0 | 0 | 3.076 | 3.076 | F | T | F |  | 2019-06-01 |  | F
2__EFSEN001 | __EFSEN001 | F & S Energy Ltd | FSE0001 | S |  | _E | Midlands | DEFAULT__E |  | C | 0.011082 | 0 | 0 | 0.5394 | 0.4949 | 0.27 | 0 | 0 | 0 | 0 | F | T | F |  | 2019-06-01 | F | F
2__EFXGL000 | 2__EFXGL000 | Foxglove Energy Supply Ltd | FOXGLOVE | G |  | _E | Midlands | DEFAULT__E |  | C | 0.011082 | 0 | -13.442 | 0.5128 | 0.5407 | 0.27 | -6.893 | -7.268 | 0 | 0 | F | T | F |  | 2019-06-01 |  | F
2__EGALE000 | 2__EGALE000 | PLANET 9 ENERGY LTD | GALENA | G |  | _E | Midlands | DEFAULT__E |  | C | 0.011082 | 0 | -1.46 | 0.5394 | 0.4949 | 0.27 | -0.788 | -0.723 | 0 | 0 | F | T | F |  | 2019-06-01 |  | F
2__EGANY000 | 2__EGANY000 | Solarplicity Supply Limited | GANYMEDE | G |  | _E | Midlands | DEFAULT__E |  | C | 0.011082 | 1.4 | -3.322 | 0.4936 | 0.5058 | 0.5789 | -1.64 | -1.68 | 0.691 | 0.708 | F | T | F |  | 2019-06-01 |  | F
2__EGESL000 | 2__EGESL000 | SO Energy Trading Limited | GOLD | G |  | _E | Midlands | DEFAULT__E |  | C | 0.011082 | 0 | -9.755 | 0.5298 | 0.5587 | 0.27 | -5.168 | -5.45 | 0 | 0 | F | T | F |  | 2019-06-01 |  | F
2__EGETW000 | 2__EGETW000 | Utilita Energy Limited | UTILITA | G |  | _E | Midlands | DEFAULT__E |  | C | 0.011082 | 0 | -49.067 | 0.6154 | 0.6266 | 0.27 | -30.196 | -30.745 | 0 | 0 | F | T | F |  | 2019-06-19 |  | F
2__EGLDE000 | 2__EGLDE000 | Golders Energy Limited | GOLDERS | G |  | _E | Midlands | DEFAULT__E |  | C | 0.011082 | 0 | 0 | 0.5394 | 0.4949 | 0.27 | 0 | 0 | 0 | 0 | F | T | F |  | 2019-06-01 |  | F
2__EGMTR000 | 2__EGMTR000 | Gazprom M & T Retail Ltd | GMTR | G |  | _E | Midlands | DEFAULT__E |  | C | 0.011082 | 70 | -32.534 | 0.6489 | 0.4576 | 0.27 | -21.111 | -14.888 | 45.423 | 32.032 | F | T | F |  | 2019-06-01 |  | F
2__EGMTX000 | 2__EGMTX000 | Gazprom M & T Retail Ltd | GMTR | G |  | _E | Midlands | DEFAULT__E |  | C | 0.011082 | 0 | 0 | 0.5394 | 0.4949 | 0.27 | 0 | 0 | 0 | 0 | F | T | F |  | 2019-06-19 |  | F
2__EGNRG000 | 2__EGNRG000 | Green Energy (UK) Plc | GRNUKPLC | G |  | _E | Midlands | DEFAULT__E |  | C | 0.011082 | 0 | -2 | 0.7201 | 0.6132 | 0.27 | -1.44 | -1.226 | 0 | 0 | F | T | F |  | 2019-06-01 |  | F
2__EGONG000 | 2__EGONG000 | Shell Energy Retail Limited | FRST01 | G |  | _E | Midlands | DEFAULT__E |  | C | 0.011082 | 0 | 0 | 0.5394 | 0.4949 | 0.27 | 0 | 0 | 0 | 0 | F | T | F |  | 2019-06-01 |  | F
2__EHAVE000 | 2__EHAVE000 | Haven Power Ltd | HAVEN | G | MID-HVN01 | _E | Midlands | DEFAULT__E |  | C | 0.011082 | 0 | 0 | 0.5394 | 0.4949 | 0.27 | 0 | 0 | 0 | 0 | F | T | T |  | 2019-06-01 |  | F
2__EHAWK000 | 2__EHAWK000 | MAXEN POWER SUPPLY LIMITED | HAWKING | G |  | _E | Midlands | DEFAULT__E |  | C | 0.011082 | 0 | 0 | 0.5394 | 0.4949 | 0.27 | 0 | 0 | 0 | 0 | F | T | F |  | 2019-06-01 |  | F
2__EHOLB000 | 2__EHOLB000 | Holborn Energy Limited | HOLBORN | G |  | _E | Midlands | DEFAULT__E |  | C | 0.011082 | 0 | 0 | 0.5394 | 0.4949 | 0.27 | 0 | 0 | 0 | 0 | F | T | F |  | 2019-06-01 |  | F
2__EHOME000 | 2__EHOME000 | ENGIE Power Limited | RWETDL | G |  | _E | Midlands | DEFAULT__E |  | C | 0.011082 | 0 | -8 | 0.5403 | 0.5698 | 0.27 | -4.322 | -4.558 | 0 | 0 | F | T | F |  | 2019-06-01 |  | F
2__EHPOW000 | 2__EHPOW000 | Haven Power Ltd | HAVEN | G | MID-HPW01 | _E | Midlands | DEFAULT__E |  | C | 0.011082 | 19.6 | -160 | 0.7372 | 0.5403 | 0.27 | -117.952 | -86.448 | 14.449 | 10.59 | F | T | T |  | 2019-06-26 |  | F
2__EHPOW001 | __EHPOW001 | Haven Power Ltd | HAVEN | S |  | _E | Midlands | DEFAULT__E |  | C | 0.011082 | 0 | 0 | 0.5394 | 0.4949 | 0.27 | 0 | 0 | 0 | 0 | F | T | F |  | 2019-06-01 | F | F
2__EHPOW002 | __EHPOW002 | Haven Power Ltd | HAVEN | S |  | _E | Midlands | DEFAULT__E |  | C | 0.011082 | 0 | 0 | 0.5394 | 0.4949 | 0.27 | 0 | 0 | 0 | 0 | F | T | F |  | 2019-06-01 | F | F
2__EHUDG000 | 2__EHUDG000 | Hudson Energy Supply UK Ltd | AMPERE | G |  | _E | Midlands | DEFAULT__E |  | C | 0.011082 | 0 | 0 | 0.5394 | 0.4949 | 0.27 | 0 | 0 | 0 | 0 | F | T | F |  | 2019-06-01 |  | F
2__EHUDS000 | 2__EHUDS000 | Hudson Energy Supply UK Ltd | AMPERE | G |  | _E | Midlands | DEFAULT__E |  | C | 0.011082 | 0 | -20.654 | 0.6707 | 0.4888 | 0.27 | -13.853 | -10.096 | 0 | 0 | F | T | F |  | 2019-07-03 |  | F
2__EHUDS001 | 2__EHUDS001 | Hudson Energy Supply UK Ltd | AMPERE | S |  | _E | Midlands | DEFAULT__E |  | C | 0.011082 | 0 | 0 | 0.5394 | 0.4949 | 0.27 | 0 | 0 | 0 | 0 | F | T | F |  | 2019-06-01 | F | F
2__EHYDE000 | SSE SBMU1 - Midlands GSPG | SSE Electricity Limited | SWEL | G | MID-SSE01 | _E | Midlands | DEFAULT__E |  | C | 0.011082 | 0 | -0.6 | 0.5543 | 0.5808 | 0.27 | -0.333 | -0.348 | 0 | 0 | F | T | F |  | 2019-06-01 |  | F
2__EIAMP000 | 2__EIAMP000 | AMPowerUK Ltd | INVE | G |  | _E | Midlands | DEFAULT__E |  | C | 0.011082 | 0 | 0 | 0.5394 | 0.4949 | 0.27 | 0 | 0 | 0 | 0 | F | T | F |  | 2019-06-01 |  | F
2__EIMPO000 | 2__EIMPO000 | SSE Energy Supply Limited | SSE | G | MID-ATL01 | _E | Midlands | DEFAULT__E |  | C | 0.011082 | 0 | -241.4 | 0.6947 | 0.5359 | 0.27 | -167.701 | -129.366 | 0 | 0 | F | T | T |  | 2019-06-01 |  | F
2__EINDE000 | INDE MIDLANDS | Npower Direct Limited | NITTWO01 | G | MID-INE01 | _E | Midlands | DEFAULT__E |  | C | 0.011082 | 0 | -32.382 | 0.5818 | 0.4613 | 0.27 | -18.84 | -14.938 | 0 | 0 | F | T | T |  | 2019-06-01 |  | F
2__EINVE000 | INVE_E | AMPowerUK Ltd | INVE | G |  | _E | Midlands | DEFAULT__E |  | C | 0.011082 | 0 | 0 | 0.5921 | 0.3944 | 0.27 | 0 | 0 | 0 | 0 | F | T | F |  | 2019-06-01 |  | F
2__EIRES000 | MID-IRS01 | Octopus Energy Limited | MERCURY | G |  | _E | Midlands | DEFAULT__E |  | C | 0.011082 | 0 | 0 | 0.5394 | 0.4949 | 0.27 | 0 | 0 | 0 | 0 | F | T | F |  | 2019-07-17 |  | F
2__EIRID000 | 2__EIRID000 | PFP Energy Supplies Limited | IRIDIUM | G |  | _E | Midlands | DEFAULT__E |  | C | 0.011082 | 0 | -4.8 | 0.577 | 0.606 | 0.27 | -2.77 | -2.909 | 0 | 0 | F | T | F |  | 2019-06-01 |  | F
2__EJERE000 | 2__EJERE000 | Hudson Energy Supply UK Ltd | AMPERE | G | EJERE000 | _E | Midlands | DEFAULT__E |  | C | 0.011082 | 0 | -10 | 0.5861 | 0.6188 | 0.27 | -5.861 | -6.188 | 0 | 0 | F | T | F |  | 2019-06-21 |  | F
2__EKENS000 | 2__EKENS000 | Kensington Power Limited | KENSINGT | G |  | _E | Midlands | DEFAULT__E |  | C | 0.011082 | 0 | -17 | 0.6176 | 0.4327 | 0.27 | -10.499 | -7.356 | 0 | 0 | F | T | F |  | 2019-06-01 |  | F
2__ELIGH000 | 2__ELIGH000 | MVV Environment Services Ltd | LIGHTNIN | G |  | _E | Midlands | DEFAULT__E |  | C | 0.011082 | 0 | 0 | 0.5394 | 0.4949 | 0.27 | 0 | 0 | 0 | 0 | F | T | F |  | 2019-06-01 |  | F
2__ELILY000 | 2__ELILY000 | Delta Gas And Power Ltd | LILY | G |  | _E | Midlands | DEFAULT__E |  | C | 0.011082 | 0 | 0 | 0.5394 | 0.4949 | 0.27 | 0 | 0 | 0 | 0 | F | T | F |  | 2019-06-01 |  | F
2__ELIME000 | 2__ELIME000 | Limejump Energy Limited | ANGEL | G | AG-ELIM01 | _E | Midlands | DEFAULT__E |  | C | 0.011082 | 26 | 0 | 0.5394 | 0.4949 | 0.27 | 0 | 0 | 7.02 | 7.02 | F | T | T |  | 2019-06-01 |  | F
2__ELOND000 | LE Default BMUid MIDE | EDF Energy Customers Ltd | LENCO | G | MID-LON01 | _E | Midlands | DEFAULT__E |  | C | 0.011082 | 0 | -368.589 | 0.7274 | 0.5223 | 0.27 | -268.112 | -192.514 | 0 | 0 | F | T | T |  | 2019-06-19 |  | F
2__ELORM000 | Lorimer_E | E (GAS AND ELECTRICITY) LTD | LORM | G |  | _E | Midlands | DEFAULT__E |  | C | 0.011082 | 0 | -10.54 | 0.5666 | 0.5973 | 0.27 | -5.972 | -6.296 | 0 | 0 | F | T | F |  | 2019-07-01 |  | F
2__ELUME000 | 2__ELUME000 | GNERGY Limited | LUMA | G |  | _E | Midlands | DEFAULT__E |  | C | 0.011082 | 0 | 0 | 0.5773 | 0.6093 | 0.27 | 0 | 0 | 0 | 0 | F | T | F |  | 2019-06-01 |  | F
2__ELUMO000 | 2__ELUMO000 | OVO Electricity Ltd | OVOE | G |  | _E | Midlands | DEFAULT__E |  | C | 0.011082 | 0 | 0 | 0.549 | 0.5809 | 0.27 | 0 | 0 | 0 | 0 | F | T | F |  | 2019-06-01 |  | F
2__ELVDR000 | 2__ELVDR000 | ESB ENERGY LTD | LAVENDER | G |  | _E | Midlands | DEFAULT__E |  | C | 0.011082 | 0 | -2.788 | 0.3577 | 0.378 | 0.27 | -0.997 | -1.054 | 0 | 0 | F | T | F |  | 2019-06-01 |  | F
2__EMAEL000 | 2__EMAEL000 | MA Energy Limited | MA200308 | G |  | _E | Midlands | DEFAULT__E |  | C | 0.011082 | 0 | -0.8 | 0.6323 | 0.3111 | 0.27 | -0.506 | -0.249 | 0 | 0 | F | T | F |  | 2019-06-01 |  | F
2__EMAET000 | MA Energy Ltd | MA Energy Limited | MA200308 | G |  | _E | Midlands | DEFAULT__E |  | C | 0.011082 | 0 | 0 | 0.5394 | 0.4949 | 0.27 | 0 | 0 | 0 | 0 | F | T | F |  | 2019-06-01 |  | F
2__EMAGN000 | 2__EMAGN000 | Orsted Power Sales (UK) Ltd | MAGNETIC | G |  | _E | Midlands | DEFAULT__E |  | C | 0.011082 | 2 | -80.847 | 0.7768 | 0.6282 | 0.27 | -62.802 | -50.788 | 1.554 | 1.256 | F | T | F |  | 2019-06-28 |  | F
2__EMAIN000 | MAIN_E | e2m - energy trading ltd | MAIN | G |  | _E | Midlands | DEFAULT__E |  | C | 0.011082 | 0 | 0 | 0.5394 | 0.4949 | 0.27 | 0 | 0 | 0 | 0 | F | T | F |  | 2019-06-01 |  | F
2__EMANW000 | 2__EMANW000 | SP Energy Retail Ltd | SPSUP01 | G | MID-MNW01 | _E | Midlands | DEFAULT__E |  | C | 0.011082 | 0 | -1 | 0.6047 | 0.6247 | 0.27 | -0.605 | -0.625 | 0 | 0 | F | T | F |  | 2019-06-01 |  | F
2__EMARB000 | 2__EMARB000 | Marble Power Limited | MARBLE | G |  | _E | Midlands | DEFAULT__E |  | C | 0.011082 | 0 | -10.8 | 0.6394 | 0.3517 | 0.27 | -6.906 | -3.798 | 0 | 0 | F | T | F |  | 2019-06-01 |  | F
2__EMARI000 | 2__EMARI000 | LOGICOR ENERGY LTD | MARIGOLD | G |  | _E | Midlands | DEFAULT__E |  | C | 0.011082 | 0 | 0 | 0.5394 | 0.4949 | 0.27 | 0 | 0 | 0 | 0 | F | T | F |  | 2019-06-01 |  | F
2__EMATT000 | MATT_E | Mattina Limited | MATT | G |  | _E | Midlands | DEFAULT__E |  | C | 0.011082 | 0 | 0 | 0.5394 | 0.4949 | 0.27 | 0 | 0 | 0 | 0 | F | T | F |  | 2019-06-01 |  | F
2__EMIDE000 | NPEC Midlands Area MIDE | Npower Limited | NPOWER01 | G | MID-MID01 | _E | Midlands | DEFAULT__E |  | C | 0.011082 | 0 | -254.898 | 0.6146 | 0.645 | 0.27 | -156.66 | -164.409 | 0 | 0 | F | T | T |  | 2019-06-01 |  | F
2__EMINT000 | 2__EMINT000 | Toucan Energy Limited | MINT | G |  | _E | Midlands | DEFAULT__E |  | C | 0.011082 | 0 | 0 | 0.5394 | 0.4949 | 0.27 | 0 | 0 | 0 | 0 | F | T | F |  | 2019-06-01 |  | F
2__EMISS000 | MISS_E | MISSISSIPPI ENERGY LIMITED | MISS | G |  | _E | Midlands | DEFAULT__E |  | C | 0.011082 | 0 | 0 | 0.5394 | 0.4949 | 0.27 | 0 | 0 | 0 | 0 | F | T | F |  | 2019-06-01 |  | F
2__EMONT000 | 2__EMONT000 | Monument Energy Limited | MONUMENT | G |  | _E | Midlands | DEFAULT__E |  | C | 0.011082 | 0 | -6.2 | 0.5214 | 0.5455 | 0.27 | -3.233 | -3.382 | 0 | 0 | F | T | F |  | 2019-06-01 |  | F
2__EMRCY000 | 2__EMRCY000 | Octopus Energy Limited | MERCURY | G |  | _E | Midlands | DEFAULT__E |  | C | 0.011082 | 0 | -39.759 | 0.4299 | 0.4559 | 0.27 | -17.092 | -18.126 | 0 | 0 | F | T | F |  | 2019-06-01 |  | F
2__EMTRL000 | 2__EMTRL000 | BROOK GREEN TRADING LIMITED | MISTRAL | G |  | _E | Midlands | DEFAULT__E |  | C | 0.011082 | 0 | -12 | 0.5966 | 0.3864 | 0.27 | -7.159 | -4.637 | 0 | 0 | F | T | F |  | 2019-06-17 |  | F
2__ENATP000 | NPEC Midlands Area NATP | Npower Limited | NPOWER01 | G | MID-NPE01 | _E | Midlands | DEFAULT__E |  | C | 0.011082 | 0 | -342.058 | 0.708 | 0.5324 | 0.27 | -242.177 | -182.112 | 0 | 0 | F | T | T |  | 2019-06-01 |  | F
2__ENCKL000 | 2__ENCKL000 | SSE Electricity Limited | SWEL | G |  | _E | Midlands | DEFAULT__E |  | C | 0.011082 | 0 | -0.538 | 0.5516 | 0.5826 | 0.27 | -0.297 | -0.313 | 0 | 0 | F | T | F |  | 2019-06-01 |  | F
2__ENEEB000 | 2__ENEEB000 | NPower Northern Supply Ltd | NEEB | G | MID-NEE01 | _E | Midlands | DEFAULT__E |  | C | 0.011082 | 0 | -132.958 | 0.6396 | 0.6393 | 0.27 | -85.04 | -85 | 0 | 0 | F | T | T |  | 2019-06-01 |  | F
2__ENEVA000 | NEVA_E | NEVADA ENERGY LIMITED | NEVA | G |  | _E | Midlands | DEFAULT__E |  | C | 0.011082 | 0 | 0 | 0.5394 | 0.4949 | 0.27 | 0 | 0 | 0 | 0 | F | T | F |  | 2019-06-01 |  | F
2__ENEWP000 | 2__ENEWP000 | Shell Energy Supply UK Ltd | NEWPORT | G |  | _E | Midlands | DEFAULT__E |  | C | 0.011082 | 34 | -0.882 | 0.1655 | 0.2035 | 0.27 | -0.146 | -0.179 | 5.627 | 6.919 | F | T | F |  | 2019-06-01 |  | F
2__ENORW000 | 2__ENORW000 | E.ON Energy Solutions Limited | PGENERGY | G | MID-NWP01 | _E | Midlands | DEFAULT__E |  | C | 0.011082 | 0 | -4 | 0.6156 | 0.6258 | 0.27 | -2.462 | -2.503 | 0 | 0 | F | T | T |  | 2019-06-01 |  | F
2__ENUCE000 | 2__ENUCE000 | NDA | MAGNOX | G | MID-MEC01 | _E | Midlands | DEFAULT__E |  | C | 0.011082 | 0 | 0 | 0.5394 | 0.4949 | 0.27 | 0 | 0 | 0 | 0 | F | T | F |  | 2019-06-01 |  | F
2__EOGAS000 | 2__EOGAS000 | British Gas Trading Ltd | BRITGAS | G |  | _E | Midlands | DEFAULT__E |  | C | 0.011082 | 0 | -0.902 | 0.5394 | 0.4949 | 0.27 | -0.487 | -0.446 | 0 | 0 | F | T | F |  | 2019-06-01 |  | F
2__EOPAL000 | 2__EOPAL000 | Avid Energy | OPAL0516 | G |  | _E | Midlands | DEFAULT__E |  | C | 0.011082 | 0 | -0.1 | 0.1778 | 0.1944 | 0.27 | -0.018 | -0.019 | 0 | 0 | F | T | F |  | 2019-06-01 |  | F
2__EOREB000 | 2__EOREB000 | MoneyPlus Energy Limited | OREBA | G |  | _E | Midlands | DEFAULT__E |  | C | 0.011082 | 0 | 0 | 0.5394 | 0.4949 | 0.27 | 0 | 0 | 0 | 0 | F | T | F |  | 2019-06-01 |  | F
2__EOREG000 | OREG_E | OREGON ENERGY LIMITED | OREG | G |  | _E | Midlands | DEFAULT__E |  | C | 0.011082 | 0 | 0 | 0.5394 | 0.4949 | 0.27 | 0 | 0 | 0 | 0 | F | T | F |  | 2019-06-01 |  | F
2__EOSMI000 | 2__EOSMI000 | BRISTOL NRG TEC&SERV(SUPP) LTD | OSMIUM | G |  | _E | Midlands | DEFAULT__E |  | C | 0.011082 | 1.528 | -3.572 | 0.5814 | 0.5881 | 0.27 | -2.077 | -2.101 | 0.888 | 0.899 | F | T | F |  | 2019-06-01 |  | F
2__EOVAL000 | 2__EOVAL000 | Oval Energy Limited | OVAL | G |  | _E | Midlands | DEFAULT__E |  | C | 0.011082 | 0 | 0 | 0.5394 | 0.4949 | 0.27 | 0 | 0 | 0 | 0 | F | T | F |  | 2019-06-01 |  | F
2__EOVOE000 | 2__EOVOE000 | OVO Electricity Ltd | OVOE | G |  | _E | Midlands | DEFAULT__E |  | C | 0.011082 | 0 | -62.27 | 0.5817 | 0.6171 | 0.27 | -36.222 | -38.427 | 0 | 0 | F | T | F |  | 2019-07-03 |  | F
2__EOXPO000 | 2__EOXPO000 | Opus Energy Limited | OXFPOWER | G |  | _E | Midlands | DEFAULT__E |  | C | 0.011082 | 0 | -48.44 | 0.626 | 0.4965 | 0.27 | -30.323 | -24.05 | 0 | 0 | F | T | F |  | 2019-07-03 |  | F
2__EPADD000 | 2__EPADD000 | Paddington Power Limited | PADDINGT | G |  | _E | Midlands | DEFAULT__E |  | C | 0.011082 | 0 | 0 | 0.5394 | 0.4949 | 0.27 | 0 | 0 | 0 | 0 | F | T | F |  | 2019-06-01 |  | F
2__EPALL000 | 2__EPALL000 | Palladium Energy Supply Ltd | PALLAD | G |  | _E | Midlands | DEFAULT__E |  | C | 0.011082 | 0 | 0 | 0.5394 | 0.4949 | 0.27 | 0 | 0 | 0 | 0 | F | T | F |  | 2019-06-01 |  | F
2__EPERL000 | 2__EPERL000 | PERLE ENERGY LIMITED | PERLE | G |  | _E | Midlands | DEFAULT__E |  | C | 0.011082 | 0 | 0 | 0.5394 | 0.4949 | 0.27 | 0 | 0 | 0 | 0 | F | T | F |  | 2019-06-01 |  | F
2__EPGEN000 | 2__EPGEN000 | E.ON UK plc | POWERGEN | G | MID-PGU01 | _E | Midlands | DEFAULT__E |  | C | 0.011082 | 0 | -265.75 | 0.6539 | 0.3734 | 0.27 | -173.774 | -99.231 | 0 | 0 | F | T | T |  | 2019-07-10 |  | F
2__EPILO000 | 2__EPILO000 | Tonik Energy Limited | PILO1015 | G |  | _E | Midlands | DEFAULT__E |  | C | 0.011082 | 0 | -4.81 | 0.5308 | 0.5568 | 0.27 | -2.553 | -2.678 | 0 | 0 | F | T | F |  | 2019-06-01 |  | F
2__EPION000 | 2__EPION000 | Igloo Energy Supply Limited | PION1015 | G |  | _E | Midlands | DEFAULT__E |  | C | 0.011082 | 0 | -1.1114 | 0.3668 | 0.3832 | 0.27 | -0.408 | -0.426 | 0 | 0 | F | T | F |  | 2019-06-01 |  | F
2__EPIRO000 | 2__EPIRO000 | Pirranello Energy Supply Ltd | PIRANELO | G |  | _E | Midlands | DEFAULT__E |  | C | 0.011082 | 0 | 0 | 0.5394 | 0.4949 | 0.27 | 0 | 0 | 0 | 0 | F | T | F |  | 2019-06-01 |  | F
2__EPOWQ000 | PowerQ_E | Hartree Partners Supply UK | POWQ | G |  | _E | Midlands | DEFAULT__E |  | C | 0.011082 | 0 | 0 | 0.5394 | 0.4949 | 0.27 | 0 | 0 | 0 | 0 | F | T | F |  | 2019-06-01 |  | F
2__EPROZ000 | PROZ_E | Dyce Energy Ltd | PROZ | G |  | _E | Midlands | DEFAULT__E |  | C | 0.011082 | 0 | 0 | 0.5394 | 0.4949 | 0.27 | 0 | 0 | 0 | 0 | F | T | F |  | 2019-06-01 |  | F
2__EPSUK000 | NPEC Midlands Area PSUK | Npower Limited | NPOWER01 | G |  | _E | Midlands | DEFAULT__E |  | C | 0.011082 | 0 | -4.644 | 0.6064 | 0.635 | 0.27 | -2.816 | -2.949 | 0 | 0 | F | T | F |  | 2019-06-01 |  | F
2__EPURE000 | 2__EPURE000 | Good Energy Limited | PURE | G |  | _E | Midlands | DEFAULT__E |  | C | 0.011082 | 11.3 | -2.4 | -0.7647 | -0.9757 | 0.27 | 1.835 | 2.342 | -8.641 | -11.025 | F | T | F |  | 2019-06-01 |  | F
2__EPUTY000 | 2__EPUTY000 | Putney Energy Limited | PUTNEY | G |  | _E | Midlands | DEFAULT__E |  | C | 0.011082 | 0 | 0 | 0.5394 | 0.4949 | 0.27 | 0 | 0 | 0 | 0 | F | T | F |  | 2019-06-01 |  | F
2__EQEEN000 | 2__EQEEN000 | GoTo Energy (UK) Limited | QUEENS | G |  | _E | Midlands | DEFAULT__E |  | C | 0.011082 | 0 | 0 | 0.5394 | 0.4949 | 0.27 | 0 | 0 | 0 | 0 | F | T | F |  | 2019-06-01 |  | F
2__ERAYL000 | 2__ERAYL000 | Victory Energy Supply Limited | RAYLEIGH | G |  | _E | Midlands | DEFAULT__E |  | C | 0.011082 | 0 | 0 | 0.5394 | 0.4949 | 0.27 | 0 | 0 | 0 | 0 | F | T | F |  | 2019-06-01 |  | F
2__EREGE000 | 2__EREGE000 | Bulb Energy | REGENT | G |  | _E | Midlands | DEFAULT__E |  | C | 0.011082 | 0 | -67.119 | 0.4742 | 0.4992 | 0.27 | -31.828 | -33.506 | 0 | 0 | F | T | F |  | 2019-06-19 |  | F
2__ERENC000 | 2__ERENC000 | The Renewable Energy Co Ltd | RENC | G | MID-RNW01 | _E | Midlands | DEFAULT__E |  | C | 0.011082 | 0 | 0 | 0.5394 | 0.4949 | 0.27 | 0 | 0 | 0 | 0 | F | T | F |  | 2019-06-01 |  | F
2__ERHOD000 | 2__ERHOD000 | Utilita Energy Limited | UTILITA | G |  | _E | Midlands | DEFAULT__E |  | C | 0.011082 | 0 | -0.07 | 0.4838 | 0.5113 | 0.27 | -0.034 | -0.036 | 0 | 0 | F | T | F |  | 2019-06-01 |  | F
2__EROSE000 | 2__EROSE000 | Gas & Power Ltd TA Gulf G & P | ROSE | G |  | _E | Midlands | DEFAULT__E |  | C | 0.011082 | 0 | -0.552 | 0.5283 | 0.5576 | 0.27 | -0.292 | -0.308 | 0 | 0 | F | T | F |  | 2019-06-01 |  | F
2__ERUTH000 | 2__ERUTH000 | Rutherford Energy Supply Ltd | RUTHRFRD | G |  | _E | Midlands | DEFAULT__E |  | C | 0.011082 | 0 | -2.091 | 0.5394 | 0.4949 | 0.27 | -1.128 | -1.035 | 0 | 0 | F | T | F |  | 2019-06-01 |  | F
2__ERWED000 | 2__ERWED000 | ENGIE Power Limited | RWETDL | G | MID-GDF01 | _E | Midlands | DEFAULT__E |  | C | 0.011082 | 0 | -144 | 0.757 | 0.5691 | 0.27 | -109.008 | -81.95 | 0 | 0 | F | T | T |  | 2019-06-01 |  | F
2__ESANT000 | 2__ESANT000 | Nabuh Energy Limited | SANT1015 | G |  | _E | Midlands | DEFAULT__E |  | C | 0.011082 | 0 | -1.374 | 0.5155 | 0.5461 | 0.27 | -0.708 | -0.75 | 0 | 0 | F | T | F |  | 2019-06-01 |  | F
2__ESAPH000 | 2__ESAPH000 | ElectroRoute Energy Limited | SAPHIR | G |  | _E | Midlands | DEFAULT__E |  | C | 0.011082 | 0 | 0 | 0.5394 | 0.4949 | 0.27 | 0 | 0 | 0 | 0 | F | T | F |  | 2019-06-01 |  | F
2__ESATU000 | 2__ESATU000 | Satus Energy Limited | SATUS | G |  | _E | Midlands | DEFAULT__E |  | C | 0.011082 | 0 | 0 | 0.5394 | 0.4949 | 0.27 | 0 | 0 | 0 | 0 | F | T | F |  | 2019-06-01 |  | F
2__ESCAF000 | 2__ESCAF000 | Valda Energy Limited | SCAFELL | G |  | _E | Midlands | DEFAULT__E |  | C | 0.011082 | 0 | 0 | 0.5394 | 0.4949 | 0.27 | 0 | 0 | 0 | 0 | F | T | F |  | 2019-06-01 |  | F
2__ESEEB000 | 2__ESEEB000 | EDF Energy Customers Ltd | LENCO | G | MID-SEE01 | _E | Midlands | DEFAULT__E |  | C | 0.011082 | 0 | -10 | 0.7478 | 0.6666 | 0.27 | -7.478 | -6.666 | 0 | 0 | F | T | T |  | 2019-06-01 |  | F
2__ESEEE000 | 2__ESEEE000 | Shell Energy Europe Limited | SHELL2 | G |  | _E | Midlands | DEFAULT__E |  | C | 0.011082 | 34 | -1 | 0.5394 | 0.4949 | 0.27 | -0.539 | -0.495 | 18.34 | 16.827 | F | T | F |  | 2019-06-01 |  | F
2__ESIMC000 | 2__ESIMC000 | SIMCOE ENERGY LIMITED | SIMCOE | G |  | _E | Midlands | DEFAULT__E |  | C | 0.011082 | 0 | 0 | 0.5394 | 0.4949 | 0.27 | 0 | 0 | 0 | 0 | F | T | F |  | 2019-06-01 |  | F
2__ESING000 | SING_E | United Gas & Power Trading Ltd | SING | G |  | _E | Midlands | DEFAULT__E |  | C | 0.011082 | 0 | -0.94 | 0.5394 | 0.4949 | 0.27 | -0.507 | -0.465 | 0 | 0 | F | T | F |  | 2019-06-01 |  | F
2__ESINQ000 | Sinq_E | Sinq Power Ltd | SINQ | G |  | _E | Midlands | DEFAULT__E |  | C | 0.011082 | 0 | -3.2 | 0.5831 | 0.4644 | 0.27 | -1.866 | -1.486 | 0 | 0 | F | T | F |  | 2019-06-01 |  | F
2__ESIRO000 | 2__ESIRO000 | Hudson Energy Supply UK Ltd | AMPERE | G |  | _E | Midlands | DEFAULT__E |  | C | 0.011082 | 0 | 0 | 0.5394 | 0.4949 | 0.27 | 0 | 0 | 0 | 0 | F | T | F |  | 2019-06-01 |  | F
2__ESKLN000 | 2__ESKLN000 | Skylane Energy Supply Ltd | SKYLANE | G |  | _E | Midlands | DEFAULT__E |  | C | 0.011082 | 0 | 0 | 0.5394 | 0.4949 | 0.27 | 0 | 0 | 0 | 0 | F | T | F |  | 2019-06-01 |  | F
2__ESLVR000 | 2__ESLVR000 | CNG Electricity Limited | SILVER | G |  | _E | Midlands | DEFAULT__E |  | C | 0.011082 | 0.21 | -0.05 | 0.5394 | 0.4949 | 0.27 | -0.027 | -0.025 | 0.113 | 0.104 | F | T | F |  | 2019-06-01 |  | F
2__ESMAR000 | 2__ESMAR000 | Smartestenergy Limited | SMARTEST | G | MID-SEL01 | _E | Midlands | DEFAULT__E |  | C | 0.011082 | 90 | -104.109 | 0.6594 | 0.421 | 0.27 | -68.649 | -43.83 | 59.346 | 37.89 | F | T | T |  | 2019-06-01 |  | F
2__ESMAR001 | 2__ESMAR001 | Smartestenergy Limited | SMARTEST | S | AG-ESMA01 | _E | Midlands | DEFAULT__E |  | C | 0.011082 | 50 | -50 | 0.5394 | 0.4949 | 0.27 | -26.97 | -24.745 | 26.97 | 24.745 | F | T | T |  | 2019-07-17 | F | F
2__ESNFR000 | 2__ESNFR000 | Sunflower Energy Supply Ltd | SUNFLOWE | G |  | _E | Midlands | DEFAULT__E |  | C | 0.011082 | 0 | 0 | 0.5394 | 0.4949 | 0.27 | 0 | 0 | 0 | 0 | F | T | F |  | 2019-06-01 |  | F
2__ESOUT000 | SE SBMU1 - Midlands GSPG | SSE Electricity Limited | SWEL | G | MID-STH01 | _E | Midlands | DEFAULT__E |  | C | 0.011082 | 0 | -153.8 | 0.5943 | 0.6254 | 0.27 | -91.403 | -96.187 | 0 | 0 | F | T | T |  | 2019-06-01 |  | F
2__ESPAL000 | 2__ESPAL000 | Home Energy Trading Ltd | SPALT | G |  | _E | Midlands | DEFAULT__E |  | C | 0.011082 | 0 | -0.002 | 0.5394 | 0.4949 | 0.27 | -0.001 | -0.001 | 0 | 0 | F | T | F |  | 2019-06-01 |  | F
2__ESPOW000 | 2__ESPOW000 | SP Energy Retail Ltd | SPSUP01 | G | MID-SPC01 | _E | Midlands | DEFAULT__E |  | C | 0.011082 | 0 | -299 | 0.7489 | 0.674 | 0.27 | -223.921 | -201.526 | 0 | 0 | F | T | T |  | 2019-06-01 |  | F
2__ESPRK000 | 2__ESPRK000 | OVO Electricity Ltd | OVOE | G |  | _E | Midlands | DEFAULT__E |  | C | 0.011082 | 0 | -13.749 | 0.5907 | 0.6197 | 0.27 | -8.122 | -8.52 | 0 | 0 | F | T | F |  | 2019-06-19 |  | F
2__ESQKY000 | 2__ESQKY000 | Squeaky Clean Energy Limited | ESSL1015 | G |  | _E | Midlands | DEFAULT__E |  | C | 0.011082 | 0 | 0 | 0.5394 | 0.4949 | 0.27 | 0 | 0 | 0 | 0 | F | T | F |  | 2019-07-17 |  | F
2__ESTAT000 | STAT E Midlands | Statkraft Markets Gmbh | STATKRA1 | G |  | _E | Midlands | DEFAULT__E |  | C | 0.011082 | 130 | 0 | 0.2522 | 0.2493 | 0.2513 | 0 | 0 | 32.669 | 32.669 | F | T | F |  | 2019-06-01 |  | F
2__ESWAE000 | SWA SBMU1 - Midlands GSPG | SSE Electricity Limited | SWEL | G | MID-SWA01 | _E | Midlands | DEFAULT__E |  | C | 0.011082 | 0 | -3.2 | 0.61 | 0.6411 | 0.27 | -1.952 | -2.052 | 0 | 0 | F | T | T |  | 2019-06-01 |  | F
2__ESWDP000 | 2__ESWDP000 | Snowdrop Energy Supply Ltd | SNOWDROP | G |  | _E | Midlands | DEFAULT__E |  | C | 0.011082 | 0.336 | 0 | 0.517 | 0.5455 | 0.5261 | 0 | 0 | 0.177 | 0.177 | F | T | F |  | 2019-06-01 |  | F
2__ESWEB000 | SWEB Default BMUid MIDE | EDF Energy Customers Ltd | LENCO | G | MID-SWT01 | _E | Midlands | DEFAULT__E |  | C | 0.011082 | 0 | -4 | 0.6312 | 0.6501 | 0.27 | -2.525 | -2.6 | 0 | 0 | F | T | T |  | 2019-06-01 |  | F
2__ESWEL000 | SWL SBMU1 - Midlands GSPG | SSE Electricity Limited | SWEL | G |  | _E | Midlands | DEFAULT__E |  | C | 0.011082 | 0 | 0 | 0.5394 | 0.4949 | 0.27 | 0 | 0 | 0 | 0 | F | T | F |  | 2019-06-01 |  | F
2__ESYMB000 | 2__ESYMB000 | Symbio Energy Ltd | SYMBIO18 | G | MID-SYM01 | _E | Midlands | DEFAULT__E |  | C | 0.011082 | 0 | -0.012 | 0.4167 | 0.3833 | 0.27 | -0.005 | -0.005 | 0 | 0 | F | T | T |  | 2019-06-01 |  | F
2__ETEMP000 | 2__ETEMP000 | Temple Energy Limited | TEMPLE | G |  | _E | Midlands | DEFAULT__E |  | C | 0.011082 | 0 | 0 | 0.5394 | 0.4949 | 0.27 | 0 | 0 | 0 | 0 | F | T | F |  | 2019-06-01 |  | F
2__ETEXA000 | TEXA_E | AVRO COMMERCIAL ENERGY | TEXA | G |  | _E | Midlands | DEFAULT__E |  | C | 0.011082 | 0 | 0 | 0.5394 | 0.4949 | 0.27 | 0 | 0 | 0 | 0 | F | T | F |  | 2019-06-01 |  | F
2__ETGPL000 | 2__ETGPL000 | Total Gas & Power Ltd | TFEGP | G | MID-TFE01 | _E | Midlands | DEFAULT__E |  | C | 0.011082 | 30 | -254 | 0.6773 | 0.4829 | 0.27 | -172.034 | -122.657 | 20.319 | 14.487 | F | T | T |  | 2019-06-01 |  | F
2__ETHLE000 | 2__ETHLE000 | Orbit Energy Limited | THISTLE | G |  | _E | Midlands | DEFAULT__E |  | C | 0.011082 | 0 | 0 | 0.4684 | 0.4895 | 0.27 | 0 | 0 | 0 | 0 | F | T | F |  | 2019-06-01 |  | F
2__ETHRE000 | 2__ETHRE000 | Corona Energy Retail 4 Limited | SUPELEC3 | G |  | _E | Midlands | DEFAULT__E |  | C | 0.011082 | 0 | -10 | 0.6136 | 0.4219 | 0.27 | -6.136 | -4.219 | 0 | 0 | F | T | F |  | 2019-06-01 |  | F
2__ETILL000 | 2__ETILL000 | TILLICUM ENERGY LIMITED | TILLICUM | G |  | _E | Midlands | DEFAULT__E |  | C | 0.011082 | 0 | 0 | 0.5394 | 0.4949 | 0.27 | 0 | 0 | 0 | 0 | F | T | F |  | 2019-06-01 |  | F
2__ETLWD000 | 2__ETLWD000 | BRUNTWOOD ENERGY SERVICES LTD | TAILWIND | G |  | _E | Midlands | DEFAULT__E |  | C | 0.011082 | 0 | -1.88 | 0.5304 | 0.3194 | 0.27 | -0.997 | -0.6 | 0 | 0 | F | T | F |  | 2019-06-01 |  | F
2__ETNDO000 | 2__ETNDO000 | Pozitive Energy Limited | TORNADO | G |  | _E | Midlands | DEFAULT__E |  | C | 0.011082 | 0 | -18.6 | 0.5806 | 0.4357 | 0.27 | -10.799 | -8.104 | 0 | 0 | F | T | F |  | 2019-06-01 |  | F
2__ETOGO000 | 2__ETOGO000 | TOGETHER ENERGY SUPPLY LIMITED | AZACCA | G |  | _E | Midlands | DEFAULT__E |  | C | 0.011082 | 0 | 0 | 0.5394 | 0.4949 | 0.27 | 0 | 0 | 0 | 0 | F | T | F |  | 2019-06-01 |  | F
2__ETONB000 | 2__ETONB000 | Tonik Energy Limited | PILO1015 | G |  | _E | Midlands | DEFAULT__E |  | C | 0.011082 | 0 | 0 | 0.5394 | 0.4949 | 0.27 | 0 | 0 | 0 | 0 | F | T | F |  | 2019-06-01 |  | F
2__ETOTO000 | 2__ETOTO000 | TOTO Energy Limited | COVENT | G |  | _E | Midlands | DEFAULT__E |  | C | 0.011082 | 0 | 0 | 0.5394 | 0.4949 | 0.27 | 0 | 0 | 0 | 0 | F | T | F |  | 2019-06-01 |  | F
2__ETRAM000 | Tramonto_E | Switch Business Gas and Power | TRAM | G |  | _E | Midlands | DEFAULT__E |  | C | 0.011082 | 0 | -0.0391 | 0.4047 | 0.3163 | 0.27 | -0.016 | -0.012 | 0 | 0 | F | T | F |  | 2019-06-01 |  | F
2__ETREX000 | 2__ETREX000 | POWER4ALL Limited | POWER4 | G |  | _E | Midlands | DEFAULT__E |  | C | 0.011082 | 0 | -14.4 | 0.7118 | 0.679 | 0.27 | -10.25 | -9.778 | 0 | 0 | F | T | F |  | 2019-06-01 |  | F
2__ETULP000 | 2__ETULP000 | PURE PLANET LIMITED | TULIP | G |  | _E | Midlands | DEFAULT__E |  | C | 0.011082 | 0 | -6.476 | 0.4127 | 0.4378 | 0.27 | -2.673 | -2.835 | 0 | 0 | F | T | F |  | 2019-06-27 |  | F
2__EUKPR000 | UK_Power_Reserve_E | UK Power Reserve Limited | UKPR | G |  | _E | Midlands | DEFAULT__E |  | C | 0.011082 | 18 | 0 | 0.1567 | 0.0983 | 0.1395 | 0 | 0 | 2.511 | 2.511 | F | T | F |  | 2019-06-01 |  | F
2__EVAVU000 | VAVU_E | Vavu Power Limited | VAVU | G |  | _E | Midlands | DEFAULT__E |  | C | 0.011082 | 0 | 0 | 0.5394 | 0.4949 | 0.27 | 0 | 0 | 0 | 0 | F | T | F |  | 2019-06-01 |  | F
2__EVERM000 | VERM_E | ENERGISE BRITAIN GAS & ELEC | VERM | G |  | _E | Midlands | DEFAULT__E |  | C | 0.011082 | 0 | 0 | 0.5394 | 0.4949 | 0.27 | 0 | 0 | 0 | 0 | F | T | F |  | 2019-06-01 |  | F
2__EVETS000 | VTS_GSP_E_005 | Vattenfall Energy Trading | VTS | G |  | _E | Midlands | DEFAULT__E |  | C | 0.011082 | 13.22 | 0 | 0.5394 | 0.4949 | 0.27 | 0 | 0 | 3.569 | 3.569 | F | T | F |  | 2019-06-01 |  | F
2__EVIPR000 | 2__EVIPR000 | Viper Energy Supply Ltd | VIPER | G |  | _E | Midlands | DEFAULT__E |  | C | 0.011082 | 0 | 0 | 0.5394 | 0.4949 | 0.27 | 0 | 0 | 0 | 0 | F | T | F |  | 2019-06-01 |  | F
2__EVIRG000 | VIRG_E | Green Energy Supply Limited | VIRG | G |  | _E | Midlands | DEFAULT__E |  | C | 0.011082 | 0 | 0 | 0.5394 | 0.4949 | 0.27 | 0 | 0 | 0 | 0 | F | T | F |  | 2019-06-01 |  | F
2__EVNGA000 | 2__EVNGA000 | Venga Energy Supply Ltd | VENGA | G |  | _E | Midlands | DEFAULT__E |  | C | 0.011082 | 0 | 0 | 0.5394 | 0.4949 | 0.27 | 0 | 0 | 0 | 0 | F | T | F |  | 2019-06-01 |  | F
2__EVNQT000 | 2__EVNQT000 | Vanquist Energy Supply Ltd | VANQUIST | G |  | _E | Midlands | DEFAULT__E |  | C | 0.011082 | 0 | 0 | 0.5394 | 0.4949 | 0.27 | 0 | 0 | 0 | 0 | F | T | F |  | 2019-06-01 |  | F
2__EVOLT000 | 2__EVOLT000 | Co-operative Energy Limited | VOLA | G |  | _E | Midlands | DEFAULT__E |  | C | 0.011082 | 3.352 | -22.628 | 0.5811 | 0.6093 | 0.27 | -13.149 | -13.787 | 1.948 | 2.042 | F | T | F |  | 2019-06-19 |  | F
2__EWASH000 | WASH_E | Utility Point Limited | WASH | G |  | _E | Midlands | DEFAULT__E |  | C | 0.011082 | 0 | -8.035 | 0.4281 | 0.4513 | 0.27 | -3.44 | -3.626 | 0 | 0 | F | T | F |  | 2019-06-19 |  | F
2__EWILL000 | 2__EWILL000 | WILLAMETTE ENERGY LIMITED | WILLAMET | G |  | _E | Midlands | DEFAULT__E |  | C | 0.011082 | 0 | 0 | 0.5394 | 0.4949 | 0.27 | 0 | 0 | 0 | 0 | F | T | F |  | 2019-06-01 |  | F
2__EYELG000 | _E Default BM Midlands | NPower Yorkshire Supply Ltd | YE | G | MID-YEP01 | _E | Midlands | DEFAULT__E |  | C | 0.011082 | 0 | -0.312 | 0.5978 | 0.6293 | 0.27 | -0.187 | -0.196 | 0 | 0 | F | T | T |  | 2019-06-01 |  | F
2__EYNRG000 | 2__EYNRG000 | Daisy Energy Supply Ltd | DAISY | G |  | _E | Midlands | DEFAULT__E |  | C | 0.011082 | 0 | 0 | 0.5394 | 0.4949 | 0.27 | 0 | 0 | 0 | 0 | F | T | F |  | 2019-06-19 |  | F
2__EZPYR000 | 2__EZPYR000 | Green Network Energy Limited | ZEPHYR | G |  | _E | Midlands | DEFAULT__E |  | C | 0.011082 | 0 | -15.9 | 0.5786 | 0.6113 | 0.27 | -9.2 | -9.72 | 0 | 0 | F | T | F |  | 2019-07-22 | F | F
2__EZYTH000 | 2__EZYTH000 | ZYTHOS ENERGY LIMITED | ZYTHOS | G |  | _E | Midlands | DEFAULT__E |  | C | 0.011082 | 0 | 0 | 0.5394 | 0.4949 | 0.27 | 0 | 0 | 0 | 0 | F | T | F |  | 2019-06-01 |  | F
2__FALAB000 | ALAB_F | ALABAMA ENERGY LIMITED | ALAB | G |  | _F | NORTHERN | DEFAULT__F |  | C | -0.0063078 | 0 | 0 | 0.4972 | 0.472 | 0.27 | 0 | 0 | 0 | 0 | F | T | F |  | 2019-06-01 |  | F
2__FALAS000 | ALAS_F | ALASKA ENERGY LIMITED | ALAS | G |  | _F | NORTHERN | DEFAULT__F |  | C | -0.0063078 | 0 | 0 | 0.4972 | 0.472 | 0.27 | 0 | 0 | 0 | 0 | F | T | F |  | 2019-06-01 |  | F
2__FALTI000 | 2__FALTI000 | Co-operative Energy Limited | VOLA | G |  | _F | NORTHERN | DEFAULT__F |  | C | -0.0063078 | 0 | -1.0622 | 0.5432 | 0.5678 | 0.27 | -0.577 | -0.603 | 0 | 0 | F | T | F |  | 2019-06-01 |  | F
2__FANGE000 | 2__FANGE000 | Limejump Energy Limited | ANGEL | G |  | _F | NORTHERN | DEFAULT__F |  | C | -0.0063078 | 23.6 | 0 | 0.5466 | 0.56 | 0.5505 | 0 | 0 | 12.992 | 12.992 | F | T | F |  | 2019-06-01 |  | F
2__FANGE001 | 2__FANGE001 | Limejump Energy Limited | ANGEL | S | AG-FLIM01 | _F | NORTHERN | DEFAULT__F |  | C | -0.0063078 | 50 | -2.243 | 0.4972 | 0.472 | 0.27 | -1.115 | -1.059 | 24.86 | 23.6 | F | T | T |  | 2019-07-10 | F | F
2__FANGE002 | 2__FANGE002 | Limejump Energy Limited | ANGEL | S | AG-FLIM02 | _F | NORTHERN | DEFAULT__F |  | C | -0.0063078 | 50 | 0 | 0.4972 | 0.472 | 0.27 | 0 | 0 | 13.5 | 13.5 | F | T | T |  | 2019-06-01 | F | F
2__FARIZ000 | ARIZ_F | Simplicity Energy Limited | ARIZ | G |  | _F | NORTHERN | DEFAULT__F |  | C | -0.0063078 | 0 | 0 | 0.4972 | 0.472 | 0.27 | 0 | 0 | 0 | 0 | F | T | F |  | 2019-06-01 |  | F
2__FARRU000 | 2__FARRU000 | BlueGreen Energy Services | ARRUZZI | G |  | _F | NORTHERN | DEFAULT__F |  | C | -0.0063078 | 0 | 0 | 0.4972 | 0.472 | 0.27 | 0 | 0 | 0 | 0 | F | T | F |  | 2019-06-01 |  | F
2__FAVRO000 | AVRO_F | AVRO ENERGY LIMITED | AVRO | G |  | _F | NORTHERN | DEFAULT__F |  | C | -0.0063078 | 0 | -9.815 | 0.4805 | 0.5033 | 0.27 | -4.716 | -4.94 | 0 | 0 | F | T | F |  | 2019-06-28 |  | F
2__FAXIS000 | 2__FAXIS000 | Axis Telecom Ltd | AXISTELE | G |  | _F | NORTHERN | DEFAULT__F |  | C | -0.0063078 | 0 | 0 | 0.5567 | 0.4629 | 0.27 | 0 | 0 | 0 | 0 | F | T | F |  | 2019-06-01 |  | F
2__FAXPO000 | 2__FAXPO000 | AXPO UK LIMITED | EGLUK | G | NEE-AXPO1 | _F | NORTHERN | DEFAULT__F |  | C | -0.0063078 | 14 | -9 | 0.005 | 0.1399 | 0.27 | -0.045 | -1.259 | 0.07 | 1.959 | F | T | F |  | 2019-06-01 |  | F
2__FAZAC000 | 2__FAZAC000 | TOGETHER ENERGY SUPPLY LIMITED | AZACCA | G |  | _F | NORTHERN | DEFAULT__F |  | C | -0.0063078 | 0 | 0 | 0.4972 | 0.472 | 0.27 | 0 | 0 | 0 | 0 | F | T | F |  | 2019-06-01 |  | F
2__FBARB000 | 2__FBARB000 | Barbican Power Limited | BARBICAN | G |  | _F | NORTHERN | DEFAULT__F |  | C | -0.0063078 | 0 | 0 | 0.4972 | 0.472 | 0.27 | 0 | 0 | 0 | 0 | F | T | F |  | 2019-06-01 |  | F
2__FBAYS000 | 2__FBAYS000 | Bayswater Energy Limited | BAYSWATE | G |  | _F | NORTHERN | DEFAULT__F |  | C | -0.0063078 | 0 | 0 | 0.4972 | 0.472 | 0.27 | 0 | 0 | 0 | 0 | F | T | F |  | 2019-06-01 |  | F
2__FBCFC000 | 2__FBCFC000 | Octopus Energy Limited | MERCURY | G |  | _F | NORTHERN | DEFAULT__F |  | C | -0.0063078 | 0 | 0 | 0.5833 | 0.6167 | 0.27 | 0 | 0 | 0 | 0 | F | T | F |  | 2019-06-01 |  | F
2__FBELS000 | 2__FBELS000 | Belsize Energy Limited | BELSIZE | G |  | _F | NORTHERN | DEFAULT__F |  | C | -0.0063078 | 0 | 0 | 0.4972 | 0.472 | 0.27 | 0 | 0 | 0 | 0 | F | T | F |  | 2019-06-01 |  | F
2__FBETH000 | 2__FBETH000 | Mongoose Energy Supply Limited | BETHNAL | G |  | _F | NORTHERN | DEFAULT__F |  | C | -0.0063078 | 0 | 0 | 0.4972 | 0.472 | 0.27 | 0 | 0 | 0 | 0 | F | T | F |  | 2019-06-01 |  | F
2__FBGAS000 | 2__FBGAS000 | British Gas Trading Ltd | BRITGAS | G | NEE-BGS01 | _F | NORTHERN | DEFAULT__F |  | C | -0.0063078 | 0 | -146.766 | 0.5529 | 0.5803 | 0.27 | -81.147 | -85.168 | 0 | 0 | F | T | T |  | 2019-06-28 |  | F
2__FBIZZ000 | 2__FBIZZ000 | British Gas Trading Ltd | BRITGAS | G | NEE-BIZ01 | _F | NORTHERN | DEFAULT__F |  | C | -0.0063078 | 0 | -4 | 0.436 | 0.3455 | 0.27 | -1.744 | -1.382 | 0 | 0 | F | T | F |  | 2019-06-01 |  | F
2__FBLBL000 | 2__FBLBL000 | Bluebell Energy Supply Ltd | BLUEBELL | G |  | _F | NORTHERN | DEFAULT__F |  | C | -0.0063078 | 0 | 0 | 0.4972 | 0.472 | 0.27 | 0 | 0 | 0 | 0 | F | T | F |  | 2019-06-01 |  | F
2__FBNRG000 | 2__FBNRG000 | Electricity Plus Supply Ltd | BAENERGY | G |  | _F | NORTHERN | DEFAULT__F |  | C | -0.0063078 | 0 | -14.052 | 0.5848 | 0.6084 | 0.27 | -8.218 | -8.549 | 0 | 0 | F | T | F |  | 2019-06-01 |  | F
2__FBORE000 | 2__FBORE000 | Zebra Power Limited | BOR | G |  | _F | NORTHERN | DEFAULT__F |  | C | -0.0063078 | 0 | -0.07 | 0.3569 | 0.3708 | 0.27 | -0.025 | -0.026 | 0 | 0 | F | T | F |  | 2019-06-01 |  | F
2__FBORO000 | 2__FBORO000 | Borough Energy Limited | BOROUGH | G |  | _F | NORTHERN | DEFAULT__F |  | C | -0.0063078 | 0 | 0 | 0.4972 | 0.472 | 0.27 | 0 | 0 | 0 | 0 | F | T | F |  | 2019-06-01 |  | F
2__FBPGM000 | 2__FBPGM000 | BP Gas Marketing Limited | BPGAS | G |  | _F | NORTHERN | DEFAULT__F |  | C | -0.0063078 | 0 | 0 | 0.4972 | 0.472 | 0.27 | 0 | 0 | 0 | 0 | F | T | F |  | 2019-06-01 |  | F
2__FBREZ000 | 2__FBREZ000 | Breeze Energy Supply Ltd | BREEZE | G |  | _F | NORTHERN | DEFAULT__F |  | C | -0.0063078 | 2.626 | -1.406 | 0.5545 | 0.5805 | 0.27 | -0.78 | -0.816 | 1.456 | 1.524 | F | T | F |  | 2019-06-01 |  | F
2__FBRZE000 | 2__FBRZE000 | arto.energy Ltd | BRONZE | G |  | _F | NORTHERN | DEFAULT__F |  | C | -0.0063078 | 0 | 0 | 0.4972 | 0.472 | 0.27 | 0 | 0 | 0 | 0 | F | T | F |  | 2019-06-01 |  | F
2__FBULN000 | 2__FBULN000 | Bryt Energy Limited | BULLION | G |  | _F | NORTHERN | DEFAULT__F |  | C | -0.0063078 | 0 | -4.8 | 0.725 | 0.2312 | 0.27 | -3.48 | -1.11 | 0 | 0 | F | T | F |  | 2019-06-01 |  | F
2__FCALI000 | 2__FCALI000 | Callesti Energy Supply Limited | CALLESTI | G |  | _F | NORTHERN | DEFAULT__F |  | C | -0.0063078 | 0 | 0 | 0.4972 | 0.472 | 0.27 | 0 | 0 | 0 | 0 | F | T | F |  | 2019-06-01 |  | F
2__FCALL000 | 2__FCALL000 | SP Energy Retail Ltd | SPSUP01 | G |  | _F | NORTHERN | DEFAULT__F |  | C | -0.0063078 | 0 | -9.8 | 0.631 | 0.6068 | 0.27 | -6.184 | -5.947 | 0 | 0 | F | T | F |  | 2019-06-01 |  | F
2__FCBRA000 | 2__FCBRA000 | Cabra Energy Supply Ltd | CABRA | G |  | _F | NORTHERN | DEFAULT__F |  | C | -0.0063078 | 0 | 0 | 0.4972 | 0.472 | 0.27 | 0 | 0 | 0 | 0 | F | T | F |  | 2019-06-01 |  | F
2__FCFWR000 | 2__FCFWR000 | Eddington Energy Supply Ltd | EDDINGTN | G |  | _F | NORTHERN | DEFAULT__F |  | C | -0.0063078 | 0 | 0 | 0.5545 | 0.5965 | 0.27 | 0 | 0 | 0 | 0 | F | T | F |  | 2019-06-01 |  | F
2__FCILI000 | 2__FCILI000 | Cilleni Energy Supply Limited | CILLENI | G |  | _F | NORTHERN | DEFAULT__F |  | C | -0.0063078 | 0 | 0 | 0.4972 | 0.472 | 0.27 | 0 | 0 | 0 | 0 | F | T | F |  | 2019-06-01 |  | F
2__FCIRC000 | 2__FCIRC000 | Flow Energy Ltd | CIRCUIT | G |  | _F | NORTHERN | DEFAULT__F |  | C | -0.0063078 | 0 | -4.7428 | 0.5724 | 0.6007 | 0.27 | -2.715 | -2.849 | 0 | 0 | F | T | F |  | 2019-06-01 |  | F
2__FCMRO000 | 2__FCMRO000 | Camaro Energy Supply Ltd | CAMARO | G |  | _F | NORTHERN | DEFAULT__F |  | C | -0.0063078 | 0 | 0 | 0.4972 | 0.472 | 0.27 | 0 | 0 | 0 | 0 | F | T | F |  | 2019-06-01 |  | F
2__FCNDL000 | 2__FCNDL000 | NEAS Energy Ltd. | CNDA | G |  | _F | NORTHERN | DEFAULT__F |  | C | -0.0063078 | 96 | 0 | 0.4972 | 0.472 | 0.27 | 0 | 0 | 25.92 | 25.92 | F | T | F |  | 2019-06-01 |  | F
2__FCNRG000 | 2__FCNRG000 | Opus Energy (Corporate) Ltd | CHENERGY | G |  | _F | NORTHERN | DEFAULT__F |  | C | -0.0063078 | 0 | -40.3 | 0.6651 | 0.5422 | 0.27 | -26.804 | -21.851 | 0 | 0 | F | T | F |  | 2019-07-03 |  | F
2__FCOLG000 | 2__FCOLG000 | Colgano Energy Supply Limited | COLGANO | G |  | _F | NORTHERN | DEFAULT__F |  | C | -0.0063078 | 0 | 0 | 0.4972 | 0.472 | 0.27 | 0 | 0 | 0 | 0 | F | T | F |  | 2019-06-01 |  | F
2__FCOLO000 | COLO_F | COLORADO ENERGY LIMITED | COLO | G |  | _F | NORTHERN | DEFAULT__F |  | C | -0.0063078 | 0 | 0 | 0.4972 | 0.472 | 0.27 | 0 | 0 | 0 | 0 | F | T | F |  | 2019-06-01 |  | F
2__FCOMT000 | 2__FCOMT000 | ENSTROGA Ltd | COMT1015 | G |  | _F | NORTHERN | DEFAULT__F |  | C | -0.0063078 | 0 | -2.476 | 0.2718 | 0.2943 | 0.27 | -0.673 | -0.729 | 0 | 0 | F | T | F |  | 2019-06-01 |  | F
2__FCOOP000 | 2__FCOOP000 | I Supply Energy Limited | COOP | G |  | _F | NORTHERN | DEFAULT__F |  | C | -0.0063078 | 0 | -4.56 | 0.5849 | 0.6104 | 0.27 | -2.667 | -2.783 | 0 | 0 | F | T | F |  | 2019-06-01 |  | F
2__FCOOP001 | ISEWIND_F | I Supply Energy Limited | COOP | S |  | _F | NORTHERN | DEFAULT__F |  | C | -0.0063078 | 0 | 0 | 0.4972 | 0.472 | 0.27 | 0 | 0 | 0 | 0 | F | T | F |  | 2019-06-01 | F | F
2__FCORE000 | 2__FCORE000 | Corona Energy Retail 4 Limited | SUPELEC3 | G |  | _F | NORTHERN | DEFAULT__F |  | C | -0.0063078 | 0 | 0 | 0.4972 | 0.472 | 0.27 | 0 | 0 | 0 | 0 | F | T | F |  | 2019-06-01 |  | F
2__FCOUL000 | 2__FCOUL000 | Coulomb Energy Supply Limited | COULOMB | G |  | _F | NORTHERN | DEFAULT__F |  | C | -0.0063078 | 30 | -15 | 0.233 | 0.2601 | 0.27 | -3.495 | -3.902 | 6.99 | 7.803 | F | T | F |  | 2019-06-01 |  | F
2__FCOVE000 | 2__FCOVE000 | TOTO Energy Limited | COVENT | G |  | _F | NORTHERN | DEFAULT__F |  | C | -0.0063078 | 0 | -1.2 | 0.5428 | 0.5732 | 0.27 | -0.651 | -0.688 | 0 | 0 | F | T | F |  | 2019-06-01 |  | F
2__FCPPR000 | 2__FCPPR000 | Affect Energy Ltd | COPPER | G |  | _F | NORTHERN | DEFAULT__F |  | C | -0.0063078 | 0 | 0 | 0.507 | 0.5351 | 0.27 | 0 | 0 | 0 | 0 | F | T | F |  | 2019-06-01 |  | F
2__FCYCL000 | 2__FCYCL000 | Business Power & Gas Limited | CYCLONE | G |  | _F | NORTHERN | DEFAULT__F |  | C | -0.0063078 | 0 | -0.1478 | 0.6259 | 0.4632 | 0.27 | -0.093 | -0.068 | 0 | 0 | F | T | F |  | 2019-06-01 |  | F
2__FDESL000 | 2__FDESL000 | Daisy Energy Supply Ltd | DAISY | G |  | _F | NORTHERN | DEFAULT__F |  | C | -0.0063078 | 0 | -0.722 | 0.4972 | 0.472 | 0.27 | -0.359 | -0.341 | 0 | 0 | F | T | F |  | 2019-06-01 |  | F
2__FDFDL000 | 2__FDFDL000 | Tru Energy Limited | DAFFODIL | G |  | _F | NORTHERN | DEFAULT__F |  | C | -0.0063078 | 0 | -0.06 | 0.475 | 0.4563 | 0.27 | -0.029 | -0.027 | 0 | 0 | F | T | F |  | 2019-06-01 |  | F
2__FDIRA000 | 2__FDIRA000 | Social Energy Supply Ltd | DIRAC | G |  | _F | NORTHERN | DEFAULT__F |  | C | -0.0063078 | 0 | -0.0038 | 0.4972 | 0.472 | 0.27 | -0.002 | -0.002 | 0 | 0 | F | T | F |  | 2019-06-01 |  | F
2__FDNRG000 | 2__FDNRG000 | Donnington Energy Limited | DOENERGY | G |  | _F | NORTHERN | DEFAULT__F |  | C | -0.0063078 | 0 | 0 | 0.4972 | 0.472 | 0.27 | 0 | 0 | 0 | 0 | F | T | F |  | 2019-06-01 |  | F
2__FDRGI000 | UKHC_F | UK Healthcare Corporation Ltd | DENERGI1 | G |  | _F | NORTHERN | DEFAULT__F |  | C | -0.0063078 | 0 | 0 | 0.4972 | 0.472 | 0.27 | 0 | 0 | 0 | 0 | F | T | F |  | 2019-06-01 |  | F
2__FDUAL000 | 2__FDUAL000 | Dual Energy Direct Limited | DUALENER | G |  | _F | NORTHERN | DEFAULT__F |  | C | -0.0063078 | 0 | -7.484 | 0.6257 | 0.5296 | 0.27 | -4.683 | -3.964 | 0 | 0 | F | T | F |  | 2019-06-01 |  | F
2__FEBES000 | 2__FEBES000 | BES Commercial Electricity Ltd | EBEA | G |  | _F | NORTHERN | DEFAULT__F |  | C | -0.0063078 | 0 | -4.23 | 0.5966 | 0.4773 | 0.27 | -2.524 | -2.019 | 0 | 0 | F | T | F |  | 2019-06-01 |  | F
2__FECOA000 | 2__FECOA000 | British Gas Trading Ltd | BRITGAS | G |  | _F | NORTHERN | DEFAULT__F |  | C | -0.0063078 | 10 | 0 | 0.4972 | 0.472 | 0.27 | 0 | 0 | 2.7 | 2.7 | F | T | F |  | 2019-06-01 |  | F
2__FECON000 | 2__FECON000 | Economy Power | ECON1 | G |  | _F | NORTHERN | DEFAULT__F |  | C | -0.0063078 | 0 | 0 | 0.4972 | 0.472 | 0.27 | 0 | 0 | 0 | 0 | F | T | F |  | 2019-06-01 |  | F
2__FECOT000 | 2__FECOT000 | The Renewable Energy Co Ltd | RENC | G |  | _F | NORTHERN | DEFAULT__F |  | C | -0.0063078 | 0 | -2.12 | 0.6609 | 0.6371 | 0.27 | -1.401 | -1.351 | 0 | 0 | F | T | F |  | 2019-06-01 |  | F
2__FEDDI000 | 2__FEDDI000 | Eddington Energy Supply Ltd | EDDINGTN | G |  | _F | NORTHERN | DEFAULT__F |  | C | -0.0063078 | 0 | -2.2 | 0.527 | 0.5497 | 0.27 | -1.159 | -1.209 | 0 | 0 | F | T | F |  | 2019-06-01 |  | F
2__FEDFE000 | EDFE_Northern | EDF Energy Customers Ltd | LENCO | G | NEE-EDF01 | _F | NORTHERN | DEFAULT__F |  | C | -0.0063078 | 0 | 0 | 0.4972 | 0.472 | 0.27 | 0 | 0 | 0 | 0 | F | T | T |  | 2019-06-01 |  | F
2__FEDGE000 | 2__FEDGE000 | Edgware Energy Limited | EDGWARE | G |  | _F | NORTHERN | DEFAULT__F |  | C | -0.0063078 | 0 | 0 | 0.4972 | 0.472 | 0.27 | 0 | 0 | 0 | 0 | F | T | F |  | 2019-06-01 |  | F
2__FEDIR000 | 2__FEDIR000 | British Gas Trading Ltd | BRITGAS | G | NEE-EDR01 | _F | NORTHERN | DEFAULT__F |  | C | -0.0063078 | 0 | 0 | 0.4972 | 0.472 | 0.27 | 0 | 0 | 0 | 0 | F | T | T |  | 2019-06-01 |  | F
2__FEELC000 | 2__FEELC000 | E.ON Energy Solutions Limited | PGENERGY | G | NEE-EAS01 | _F | NORTHERN | DEFAULT__F |  | C | -0.0063078 | 0 | 0 | 0 | 0 | 0.27 | 0 | 0 | 0 | 0 | F | T | T |  | 2019-06-01 |  | F
2__FEENG000 | 2__FEENG000 | E.ON Energy Solutions Limited | PGENERGY | G | NEE-EST01 | _F | NORTHERN | DEFAULT__F |  | C | -0.0063078 | 0 | -14 | 0.5722 | 0.5974 | 0.27 | -8.011 | -8.364 | 0 | 0 | F | T | T |  | 2019-06-01 |  | F
2__FEETL000 | EETL in Northern | OVO Electricity Ltd | OVOE | G |  | _F | NORTHERN | DEFAULT__F |  | C | -0.0063078 | 0 | 0 | 0.5653 | 0.5936 | 0.27 | 0 | 0 | 0 | 0 | F | T | F |  | 2019-06-01 |  | F
2__FEFLS000 | EFLS_F | Effortless Energy Ltd | EENERGY | G |  | _F | NORTHERN | DEFAULT__F |  | C | -0.0063078 | 0 | -0.04 | 0.4972 | 0.472 | 0.27 | -0.02 | -0.019 | 0 | 0 | F | T | F |  | 2019-06-01 |  | F
2__FEGDX000 | F_EGASELEC | E (GAS AND ELECTRICITY) LTD | LORM | G |  | _F | NORTHERN | DEFAULT__F |  | C | -0.0063078 | 0 | 0 | 0.4972 | 0.472 | 0.27 | 0 | 0 | 0 | 0 | F | T | F |  | 2019-06-01 |  | F
2__FEGML000 | EGML_F | ECO GREEN MANAGEMENT LIMITED | YGP1 | G |  | _F | NORTHERN | DEFAULT__F |  | C | -0.0063078 | 0 | -0.2506 | 0.5723 | 0.5505 | 0.27 | -0.143 | -0.138 | 0 | 0 | F | T | F |  | 2019-06-01 |  | F
2__FELEC000 | Electraphase_F | ELECTRAPHASE LIMITED | EPHASE | G |  | _F | NORTHERN | DEFAULT__F |  | C | -0.0063078 | 0 | 0 | 0.4972 | 0.472 | 0.27 | 0 | 0 | 0 | 0 | F | T | F |  | 2019-06-01 |  | F
2__FEMEB000 | 2__FEMEB000 | E.ON Energy Solutions Limited | PGENERGY | G | NEE-PGE01 | _F | NORTHERN | DEFAULT__F |  | C | -0.0063078 | 0 | -120 | 0.6379 | 0.6344 | 0.27 | -76.548 | -76.128 | 0 | 0 | F | T | T |  | 2019-06-01 |  | F
2__FEMZO000 | 2__FEMZO000 | Emzo Energy Supply Ltd | EMZO | G |  | _F | NORTHERN | DEFAULT__F |  | C | -0.0063078 | 0 | 0 | 0.4972 | 0.472 | 0.27 | 0 | 0 | 0 | 0 | F | T | F |  | 2019-06-01 |  | F
2__FENDC000 | 2__FENDC000 | EPG Energy Limited | EPGNRG | G |  | _F | NORTHERN | DEFAULT__F |  | C | -0.0063078 | 0 | -2.5 | 0.0816 | 0.0253 | 0.27 | -0.204 | -0.063 | 0 | 0 | F | T | F |  | 2019-06-01 |  | F
2__FENDC001 | 2__FENDC001 | EPG Energy Limited | EPGNRG | S |  | _F | NORTHERN | DEFAULT__F |  | C | -0.0063078 | 7.8 | 0 | 0.4972 | 0.472 | 0.27 | 0 | 0 | 2.106 | 2.106 | F | T | F |  | 2019-06-01 | F | F
2__FENDC002 | 2__FENDC002 | EPG Energy Limited | EPGNRG | S |  | _F | NORTHERN | DEFAULT__F |  | C | -0.0063078 | 0 | 0 | 0.4972 | 0.472 | 0.27 | 0 | 0 | 0 | 0 | F | T | F |  | 2019-06-01 | F | F
2__FENEC000 | 2__FENEC000 | Eneco Energy Trade | ENECOUK | G |  | _F | NORTHERN | DEFAULT__F |  | C | -0.0063078 | 0 | -0.16 | 0.4759 | 0.3819 | 0.27 | -0.076 | -0.061 | 0 | 0 | F | T | F |  | 2019-06-01 |  | F
2__FENER000 | 2__FENER000 | Simply Your Energy | SUPLENER | G |  | _F | NORTHERN | DEFAULT__F |  | C | -0.0063078 | 0 | 0 | 0.4972 | 0.472 | 0.27 | 0 | 0 | 0 | 0 | F | T | F |  | 2019-06-01 |  | F
2__FENGQ000 | EnergyQ_F | Eversmart Energy Ltd | ENGQ | G |  | _F | NORTHERN | DEFAULT__F |  | C | -0.0063078 | 0 | 0 | 0.4404 | 0.4618 | 0.27 | 0 | 0 | 0 | 0 | F | T | F |  | 2019-06-01 |  | F
2__FENRD000 | 2__FENRD000 | British Gas Trading Ltd | BRITGAS | G | NEE-ENR01 | _F | NORTHERN | DEFAULT__F |  | C | -0.0063078 | 32 | -88 | 0.5936 | 0.474 | 0.27 | -52.237 | -41.712 | 18.995 | 15.168 | F | T | T |  | 2019-06-01 |  | F
2__FENRD002 | 2__FENRD002 | British Gas Trading Ltd | BRITGAS | S |  | _F | NORTHERN | DEFAULT__F |  | C | -0.0063078 | 25 | -1 | 0.4972 | 0.472 | 0.27 | -0.497 | -0.472 | 12.43 | 11.8 | F | T | F |  | 2019-06-01 | F | F
2__FENRG000 | 2__FENRG000 | Opus Energy Renewables Limited | EVENERGY | G |  | _F | NORTHERN | DEFAULT__F |  | C | -0.0063078 | 6.8 | 0 | 0.3027 | 0.3217 | 0.3083 | 0 | 0 | 2.096 | 2.096 | F | T | F |  | 2019-06-01 |  | F
2__FENRG002 | ENRGF2 | Opus Energy Renewables Limited | EVENERGY | S |  | _F | NORTHERN | DEFAULT__F |  | C | -0.0063078 | 11.18 | 0 | 0.148 | 0.1773 | 0.1566 | 0 | 0 | 1.751 | 1.751 | F | T | F |  | 2019-06-01 | F | F
2__FEOND000 | 2__FEOND000 | E.ON Energy Solutions Limited | PGENERGY | G |  | _F | NORTHERN | DEFAULT__F |  | C | -0.0063078 | 0 | -4 | 0.3024 | 0.3071 | 0.27 | -1.21 | -1.228 | 0 | 0 | F | T | F |  | 2019-06-01 |  | F
2__FEPHH000 | 2__FEPHH000 | Economy Power | ECON1 | G |  | _F | NORTHERN | DEFAULT__F |  | C | -0.0063078 | 0 | 0 | 0.4972 | 0.472 | 0.27 | 0 | 0 | 0 | 0 | F | T | F |  | 2019-06-01 |  | F
2__FEQUI000 | 2__FEQUI000 | Equinicity Ltd | EQUIN | G |  | _F | NORTHERN | DEFAULT__F |  | C | -0.0063078 | 0 | 0 | 0.4972 | 0.472 | 0.27 | 0 | 0 | 0 | 0 | F | T | F |  | 2019-06-19 |  | F
2__FESSL000 | 2__FESSL000 | Squeaky Clean Energy Limited | ESSL1015 | G |  | _F | NORTHERN | DEFAULT__F |  | C | -0.0063078 | 0 | -4.552 | 0.4972 | 0.472 | 0.27 | -2.263 | -2.149 | 0 | 0 | F | T | F |  | 2019-06-01 |  | F
2__FEURO000 | 2__FEURO000 | Robin Hood Energy Limited | EUROPA | G |  | _F | NORTHERN | DEFAULT__F |  | C | -0.0063078 | 0 | -3.64 | 0.5653 | 0.5629 | 0.27 | -2.058 | -2.049 | 0 | 0 | F | T | F |  | 2019-06-01 |  | F
2__FEUST000 | 2__FEUST000 | Euston Energy Limited | EUSTON | G |  | _F | NORTHERN | DEFAULT__F |  | C | -0.0063078 | 0 | 0 | 0.4972 | 0.472 | 0.27 | 0 | 0 | 0 | 0 | F | T | F |  | 2019-06-01 |  | F
2__FEVER000 | 2__FEVER000 | Eversmart Energy Ltd | ENGQ | G |  | _F | NORTHERN | DEFAULT__F |  | C | -0.0063078 | 0 | 0 | 0.4972 | 0.472 | 0.27 | 0 | 0 | 0 | 0 | F | T | F |  | 2019-06-01 |  | F
2__FEXGL000 | Exelon_F | Exelon Generation Limited | EXGENLIM | G |  | _F | NORTHERN | DEFAULT__F |  | C | -0.0063078 | 0 | 0 | 0.4972 | 0.472 | 0.27 | 0 | 0 | 0 | 0 | F | T | F |  | 2019-06-01 |  | F
2__FFARA000 | 2__FFARA000 | URE Energy Limited | FARADAY | G |  | _F | NORTHERN | DEFAULT__F |  | C | -0.0063078 | 0 | 0 | 0.4972 | 0.472 | 0.27 | 0 | 0 | 0 | 0 | F | T | F |  | 2019-06-01 |  | F
2__FFARR000 | 2__FFARR000 | Farringdon Energy Limited | FARRINGD | G |  | _F | NORTHERN | DEFAULT__F |  | C | -0.0063078 | 0 | 0 | 0.4972 | 0.472 | 0.27 | 0 | 0 | 0 | 0 | F | T | F |  | 2019-06-01 |  | F
2__FFLEX000 | 2__FFLEX000 | Flexitricity Limited | FLEXTRCY | G |  | _F | NORTHERN | DEFAULT__F |  | C | -0.0063078 | 6 | -1 | 0.4972 | 0.472 | 0.27 | -0.497 | -0.472 | 2.983 | 2.832 | F | T | F |  | 2019-06-01 |  | F
2__FFLEX001 | 2__FFLEX001 | Flexitricity Limited | FLEXTRCY | S | AG-FFLX01 | _F | NORTHERN | DEFAULT__F |  | C | -0.0063078 | 49 | -2 | 0.4972 | 0.472 | 0.27 | -0.994 | -0.944 | 24.363 | 23.128 | F | T | T |  | 2019-06-01 | F | F
2__FFNRG000 | 2__FFNRG000 | Farmoor Energy Limited | FRENERGY | G |  | _F | NORTHERN | DEFAULT__F |  | C | -0.0063078 | 0 | 0 | 0.4972 | 0.472 | 0.27 | 0 | 0 | 0 | 0 | F | T | F |  | 2019-06-01 |  | F
2__FFRST000 | 2__FFRST000 | Shell Energy Retail Limited | FRST01 | G |  | _F | NORTHERN | DEFAULT__F |  | C | -0.0063078 | 0 | -33.51 | 0.5599 | 0.5875 | 0.27 | -18.762 | -19.687 | 0 | 0 | F | T | F |  | 2019-07-10 |  | F
2__FFSEN000 | 2__FFSEN000 | F & S Energy Ltd | FSE0001 | G |  | _F | NORTHERN | DEFAULT__F |  | C | -0.0063078 | 10 | -2 | 0.1859 | 0.2127 | 0.27 | -0.372 | -0.425 | 1.859 | 2.127 | F | T | F |  | 2019-06-01 |  | F
2__FFXGL000 | 2__FFXGL000 | Foxglove Energy Supply Ltd | FOXGLOVE | G |  | _F | NORTHERN | DEFAULT__F |  | C | -0.0063078 | 0 | -1.7646 | 0.5586 | 0.5794 | 0.27 | -0.986 | -1.022 | 0 | 0 | F | T | F |  | 2019-06-01 |  | F
2__FGALE000 | 2__FGALE000 | PLANET 9 ENERGY LTD | GALENA | G |  | _F | NORTHERN | DEFAULT__F |  | C | -0.0063078 | 0 | 0 | 0.4972 | 0.472 | 0.27 | 0 | 0 | 0 | 0 | F | T | F |  | 2019-06-01 |  | F
2__FGANY000 | 2__FGANY000 | Solarplicity Supply Limited | GANYMEDE | G |  | _F | NORTHERN | DEFAULT__F |  | C | -0.0063078 | 0.22 | -1.064 | 0.4015 | 0.4206 | 0.27 | -0.427 | -0.448 | 0.088 | 0.093 | F | T | F |  | 2019-06-01 |  | F
2__FGESL000 | 2__FGESL000 | SO Energy Trading Limited | GOLD | G |  | _F | NORTHERN | DEFAULT__F |  | C | -0.0063078 | 0 | -6.647 | 0.5151 | 0.5385 | 0.27 | -3.424 | -3.579 | 0 | 0 | F | T | F |  | 2019-06-01 |  | F
2__FGETW000 | 2__FGETW000 | Utilita Energy Limited | UTILITA | G |  | _F | NORTHERN | DEFAULT__F |  | C | -0.0063078 | 0 | -42 | 0.5728 | 0.5978 | 0.27 | -24.058 | -25.108 | 0 | 0 | F | T | F |  | 2019-06-01 |  | F
2__FGLDE000 | 2__FGLDE000 | Golders Energy Limited | GOLDERS | G |  | _F | NORTHERN | DEFAULT__F |  | C | -0.0063078 | 0 | 0 | 0.4972 | 0.472 | 0.27 | 0 | 0 | 0 | 0 | F | T | F |  | 2019-06-01 |  | F
2__FGMTR000 | 2__FGMTR000 | Gazprom M & T Retail Ltd | GMTR | G |  | _F | NORTHERN | DEFAULT__F |  | C | -0.0063078 | 80 | -55 | 0.7342 | 0.7034 | 0.27 | -40.381 | -38.687 | 58.736 | 56.272 | F | T | F |  | 2019-06-01 |  | F
2__FGMTX000 | 2__FGMTX000 | Gazprom M & T Retail Ltd | GMTR | G |  | _F | NORTHERN | DEFAULT__F |  | C | -0.0063078 | 0 | 0 | 0.4972 | 0.472 | 0.27 | 0 | 0 | 0 | 0 | F | T | F |  | 2019-06-19 |  | F
2__FGNRG000 | 2__FGNRG000 | Green Energy (UK) Plc | GRNUKPLC | G |  | _F | NORTHERN | DEFAULT__F |  | C | -0.0063078 | 2.2 | 0 | 0.4005 | 0.3575 | 0.3881 | 0 | 0 | 0.854 | 0.854 | F | T | F |  | 2019-06-01 |  | F
2__FGONG000 | 2__FGONG000 | Shell Energy Retail Limited | FRST01 | G |  | _F | NORTHERN | DEFAULT__F |  | C | -0.0063078 | 0 | 0 | 0.4972 | 0.472 | 0.27 | 0 | 0 | 0 | 0 | F | T | F |  | 2019-06-01 |  | F
2__FHAVE000 | 2__FHAVE000 | Haven Power Ltd | HAVEN | G | NEE-HVN01 | _F | NORTHERN | DEFAULT__F |  | C | -0.0063078 | 34.988 | 0 | 0.4972 | 0.472 | 0.27 | 0 | 0 | 9.447 | 9.447 | F | T | T |  | 2019-06-01 |  | F
2__FHAWK000 | 2__FHAWK000 | MAXEN POWER SUPPLY LIMITED | HAWKING | G |  | _F | NORTHERN | DEFAULT__F |  | C | -0.0063078 | 0 | 0 | 0.4972 | 0.472 | 0.27 | 0 | 0 | 0 | 0 | F | T | F |  | 2019-06-01 |  | F
2__FHOLB000 | 2__FHOLB000 | Holborn Energy Limited | HOLBORN | G |  | _F | NORTHERN | DEFAULT__F |  | C | -0.0063078 | 0 | 0 | 0.4972 | 0.472 | 0.27 | 0 | 0 | 0 | 0 | F | T | F |  | 2019-06-01 |  | F
2__FHOME000 | 2__FHOME000 | ENGIE Power Limited | RWETDL | G |  | _F | NORTHERN | DEFAULT__F |  | C | -0.0063078 | 0 | -6 | 0.5263 | 0.5522 | 0.27 | -3.158 | -3.313 | 0 | 0 | F | T | F |  | 2019-06-01 |  | F
2__FHPOW000 | 2__FHPOW000 | Haven Power Ltd | HAVEN | G | NEE-HPW01 | _F | NORTHERN | DEFAULT__F |  | C | -0.0063078 | 12 | -94 | 0.8017 | 0.6579 | 0.27 | -75.36 | -61.843 | 9.62 | 7.895 | F | T | T |  | 2019-06-26 |  | F
2__FHPOW001 | __FHPOW001 | Haven Power Ltd | HAVEN | S |  | _F | NORTHERN | DEFAULT__F |  | C | -0.0063078 | 0 | 0 | 0.4972 | 0.472 | 0.27 | 0 | 0 | 0 | 0 | F | T | F |  | 2019-06-01 | F | F
2__FHPOW002 | __FHPOW002 | Haven Power Ltd | HAVEN | S |  | _F | NORTHERN | DEFAULT__F |  | C | -0.0063078 | 0 | 0 | 0.4972 | 0.472 | 0.27 | 0 | 0 | 0 | 0 | F | T | F |  | 2019-06-01 | F | F
2__FHUDG000 | 2__FHUDG000 | Hudson Energy Supply UK Ltd | AMPERE | G |  | _F | NORTHERN | DEFAULT__F |  | C | -0.0063078 | 0 | 0 | 0.4972 | 0.472 | 0.27 | 0 | 0 | 0 | 0 | F | T | F |  | 2019-06-01 |  | F
2__FHUDS000 | 2__FHUDS000 | Hudson Energy Supply UK Ltd | AMPERE | G |  | _F | NORTHERN | DEFAULT__F |  | C | -0.0063078 | 0 | -9 | 0.726 | 0.5992 | 0.27 | -6.534 | -5.393 | 0 | 0 | F | T | F |  | 2019-07-05 |  | F
2__FHUDS001 | 2__FHUDS001 | Hudson Energy Supply UK Ltd | AMPERE | S |  | _F | NORTHERN | DEFAULT__F |  | C | -0.0063078 | 0 | 0 | 0.4972 | 0.472 | 0.27 | 0 | 0 | 0 | 0 | F | T | F |  | 2019-06-01 | F | F
2__FHYDE000 | SSE SBMU1 - Northern GSPG | SSE Electricity Limited | SWEL | G | NEE-SSE01 | _F | NORTHERN | DEFAULT__F |  | C | -0.0063078 | 0 | -0.6 | 0.5313 | 0.5578 | 0.27 | -0.319 | -0.335 | 0 | 0 | F | T | F |  | 2019-06-01 |  | F
2__FIAMP000 | 2__FIAMP000 | AMPowerUK Ltd | INVE | G |  | _F | NORTHERN | DEFAULT__F |  | C | -0.0063078 | 0 | 0 | 0.4972 | 0.472 | 0.27 | 0 | 0 | 0 | 0 | F | T | F |  | 2019-06-01 |  | F
2__FIMPO000 | 2__FIMPO000 | SSE Energy Supply Limited | SSE | G | NEE-ATL01 | _F | NORTHERN | DEFAULT__F |  | C | -0.0063078 | 0 | -135.2 | 0.6989 | 0.5636 | 0.27 | -94.491 | -76.199 | 0 | 0 | F | T | T |  | 2019-06-01 |  | F
2__FINDE000 | INDE NORTHERN | Npower Direct Limited | NITTWO01 | G | NEE-INE01 | _F | NORTHERN | DEFAULT__F |  | C | -0.0063078 | 0 | -13.948 | 0.5545 | 0.4668 | 0.27 | -7.734 | -6.511 | 0 | 0 | F | T | F |  | 2019-06-01 |  | F
2__FINVE000 | INVE_F | AMPowerUK Ltd | INVE | G |  | _F | NORTHERN | DEFAULT__F |  | C | -0.0063078 | 0 | 0 | 0.4972 | 0.472 | 0.27 | 0 | 0 | 0 | 0 | F | T | F |  | 2019-06-01 |  | F
2__FIRES000 | NEE-IRS01 | Octopus Energy Limited | MERCURY | G |  | _F | NORTHERN | DEFAULT__F |  | C | -0.0063078 | 0 | 0 | 0.4972 | 0.472 | 0.27 | 0 | 0 | 0 | 0 | F | T | F |  | 2019-07-17 |  | F
2__FIRID000 | 2__FIRID000 | PFP Energy Supplies Limited | IRIDIUM | G |  | _F | NORTHERN | DEFAULT__F |  | C | -0.0063078 | 0 | -4 | 0.5433 | 0.5689 | 0.27 | -2.173 | -2.276 | 0 | 0 | F | T | F |  | 2019-06-01 |  | F
2__FJERE000 | 2__FJERE000 | Hudson Energy Supply UK Ltd | AMPERE | G | FJERE000 | _F | NORTHERN | DEFAULT__F |  | C | -0.0063078 | 0 | -6 | 0.553 | 0.5804 | 0.27 | -3.318 | -3.482 | 0 | 0 | F | T | F |  | 2019-06-21 |  | F
2__FKENS000 | 2__FKENS000 | Kensington Power Limited | KENSINGT | G |  | _F | NORTHERN | DEFAULT__F |  | C | -0.0063078 | 0 | -5.849 | 0.5729 | 0.4639 | 0.27 | -3.351 | -2.713 | 0 | 0 | F | T | F |  | 2019-06-28 |  | F
2__FLIGH000 | 2__FLIGH000 | MVV Environment Services Ltd | LIGHTNIN | G |  | _F | NORTHERN | DEFAULT__F |  | C | -0.0063078 | 0 | 0 | 0.4972 | 0.472 | 0.27 | 0 | 0 | 0 | 0 | F | T | F |  | 2019-06-01 |  | F
2__FLILY000 | 2__FLILY000 | Delta Gas And Power Ltd | LILY | G |  | _F | NORTHERN | DEFAULT__F |  | C | -0.0063078 | 0 | 0 | 0.4972 | 0.472 | 0.27 | 0 | 0 | 0 | 0 | F | T | F |  | 2019-06-01 |  | F
2__FLIME000 | 2__FLIME000 | Limejump Energy Limited | ANGEL | G |  | _F | NORTHERN | DEFAULT__F |  | C | -0.0063078 | 0 | 0 | 0.4972 | 0.472 | 0.27 | 0 | 0 | 0 | 0 | F | T | F |  | 2019-06-01 |  | F
2__FLOND000 | LE Default BMUid NEEB | EDF Energy Customers Ltd | LENCO | G | NEE-LON01 | _F | NORTHERN | DEFAULT__F |  | C | -0.0063078 | 0 | -312.018 | 0.6715 | 0.5203 | 0.27 | -209.52 | -162.343 | 0 | 0 | F | T | T |  | 2019-06-19 |  | F
2__FLORM000 | Lorimer_F | E (GAS AND ELECTRICITY) LTD | LORM | G |  | _F | NORTHERN | DEFAULT__F |  | C | -0.0063078 | 0 | -4.14 | 0.5283 | 0.5534 | 0.27 | -2.187 | -2.291 | 0 | 0 | F | T | F |  | 2019-07-01 |  | F
2__FLUME000 | 2__FLUME000 | GNERGY Limited | LUMA | G |  | _F | NORTHERN | DEFAULT__F |  | C | -0.0063078 | 0 | 0 | 0.5333 | 0.5538 | 0.27 | 0 | 0 | 0 | 0 | F | T | F |  | 2019-06-01 |  | F
2__FLUMO000 | 2__FLUMO000 | OVO Electricity Ltd | OVOE | G |  | _F | NORTHERN | DEFAULT__F |  | C | -0.0063078 | 0 | 0 | 0.5316 | 0.5576 | 0.27 | 0 | 0 | 0 | 0 | F | T | F |  | 2019-06-01 |  | F
2__FLVDR000 | 2__FLVDR000 | ESB ENERGY LTD | LAVENDER | G |  | _F | NORTHERN | DEFAULT__F |  | C | -0.0063078 | 0 | -1.48 | 0.4082 | 0.4309 | 0.27 | -0.604 | -0.638 | 0 | 0 | F | T | F |  | 2019-06-01 |  | F
2__FMAEL000 | 2__FMAEL000 | MA Energy Limited | MA200308 | G |  | _F | NORTHERN | DEFAULT__F |  | C | -0.0063078 | 0 | -1.5 | 0.3688 | 0.3049 | 0.27 | -0.553 | -0.457 | 0 | 0 | F | T | F |  | 2019-06-01 |  | F
2__FMAET000 | MA Energy Ltd | MA Energy Limited | MA200308 | G |  | _F | NORTHERN | DEFAULT__F |  | C | -0.0063078 | 0 | 0 | 0.4972 | 0.472 | 0.27 | 0 | 0 | 0 | 0 | F | T | F |  | 2019-06-01 |  | F
2__FMAGN000 | 2__FMAGN000 | Orsted Power Sales (UK) Ltd | MAGNETIC | G | NEE-DON01 | _F | NORTHERN | DEFAULT__F |  | C | -0.0063078 | 4 | -106 | 0.5418 | 0.4791 | 0.27 | -57.431 | -50.785 | 2.167 | 1.916 | F | T | T |  | 2019-06-01 |  | F
2__FMAIN000 | MAIN_F | e2m - energy trading ltd | MAIN | G |  | _F | NORTHERN | DEFAULT__F |  | C | -0.0063078 | 0 | 0 | 0.4972 | 0.472 | 0.27 | 0 | 0 | 0 | 0 | F | T | F |  | 2019-06-01 |  | F
2__FMANW000 | 2__FMANW000 | SP Energy Retail Ltd | SPSUP01 | G | NEE-MNW01 | _F | NORTHERN | DEFAULT__F |  | C | -0.0063078 | 0 | -1 | 0.425 | 0.3667 | 0.27 | -0.425 | -0.367 | 0 | 0 | F | T | F |  | 2019-06-01 |  | F
2__FMARB000 | 2__FMARB000 | Marble Power Limited | MARBLE | G |  | _F | NORTHERN | DEFAULT__F |  | C | -0.0063078 | 0 | 0 | 0.1157 | 0.0495 | 0.27 | 0 | 0 | 0 | 0 | F | T | F |  | 2019-06-01 |  | F
2__FMARI000 | 2__FMARI000 | LOGICOR ENERGY LTD | MARIGOLD | G |  | _F | NORTHERN | DEFAULT__F |  | C | -0.0063078 | 0 | 0 | 0.4972 | 0.472 | 0.27 | 0 | 0 | 0 | 0 | F | T | F |  | 2019-06-01 |  | F
2__FMATT000 | MATT_F | Mattina Limited | MATT | G |  | _F | NORTHERN | DEFAULT__F |  | C | -0.0063078 | 0 | 0 | 0.4972 | 0.472 | 0.27 | 0 | 0 | 0 | 0 | F | T | F |  | 2019-06-01 |  | F
2__FMIDE000 | NPEC Northern Area MIDE | Npower Limited | NPOWER01 | G | NEE-MID01 | _F | NORTHERN | DEFAULT__F |  | C | -0.0063078 | 0 | -6.06 | 0.5577 | 0.5846 | 0.27 | -3.38 | -3.543 | 0 | 0 | F | T | T |  | 2019-06-01 |  | F
2__FMINT000 | 2__FMINT000 | Toucan Energy Limited | MINT | G |  | _F | NORTHERN | DEFAULT__F |  | C | -0.0063078 | 0 | 0 | 0.4972 | 0.472 | 0.27 | 0 | 0 | 0 | 0 | F | T | F |  | 2019-06-01 |  | F
2__FMISS000 | MISS_F | MISSISSIPPI ENERGY LIMITED | MISS | G |  | _F | NORTHERN | DEFAULT__F |  | C | -0.0063078 | 0 | 0 | 0.4972 | 0.472 | 0.27 | 0 | 0 | 0 | 0 | F | T | F |  | 2019-06-01 |  | F
2__FMONT000 | 2__FMONT000 | Monument Energy Limited | MONUMENT | G |  | _F | NORTHERN | DEFAULT__F |  | C | -0.0063078 | 0 | -1.8 | 0.4923 | 0.512 | 0.27 | -0.886 | -0.922 | 0 | 0 | F | T | F |  | 2019-06-01 |  | F
2__FMRCY000 | 2__FMRCY000 | Octopus Energy Limited | MERCURY | G |  | _F | NORTHERN | DEFAULT__F |  | C | -0.0063078 | 2.6 | -32.564 | 0.3633 | 0.3856 | 0.27 | -11.831 | -12.557 | 0.945 | 1.003 | F | T | F |  | 2019-06-01 |  | F
2__FMTRL000 | 2__FMTRL000 | BROOK GREEN TRADING LIMITED | MISTRAL | G |  | _F | NORTHERN | DEFAULT__F |  | C | -0.0063078 | 0 | -4.2 | 0.5524 | 0.3142 | 0.27 | -2.32 | -1.32 | 0 | 0 | F | T | F |  | 2019-06-17 |  | F
2__FNATP000 | NPEC Northern Area NATP | Npower Limited | NPOWER01 | G | NEE-NPE01 | _F | NORTHERN | DEFAULT__F |  | C | -0.0063078 | 49.866 | -266.704 | 0.6201 | 0.4803 | 0.27 | -165.383 | -128.098 | 30.922 | 23.951 | F | T | T |  | 2019-06-19 |  | F
2__FNCKL000 | 2__FNCKL000 | SSE Electricity Limited | SWEL | G |  | _F | NORTHERN | DEFAULT__F |  | C | -0.0063078 | 0 | -0.462 | 0.5476 | 0.5749 | 0.27 | -0.253 | -0.266 | 0 | 0 | F | T | F |  | 2019-06-01 |  | F
2__FNEEB000 | 2__FNEEB000 | NPower Northern Supply Ltd | NEEB | G | NEE-NEE01 | _F | NORTHERN | DEFAULT__F |  | C | -0.0063078 | 0 | -201.7 | 0.6021 | 0.6219 | 0.27 | -121.444 | -125.437 | 0 | 0 | F | T | T |  | 2019-06-01 |  | F
2__FNEVA000 | NEVA_F | NEVADA ENERGY LIMITED | NEVA | G |  | _F | NORTHERN | DEFAULT__F |  | C | -0.0063078 | 0 | 0 | 0.4972 | 0.472 | 0.27 | 0 | 0 | 0 | 0 | F | T | F |  | 2019-06-01 |  | F
2__FNEWP000 | 2__FNEWP000 | Shell Energy Supply UK Ltd | NEWPORT | G |  | _F | NORTHERN | DEFAULT__F |  | C | -0.0063078 | 4 | -0.152 | 0.0723 | 0.068 | 0.27 | -0.011 | -0.01 | 0.289 | 0.272 | F | T | F |  | 2019-06-01 |  | F
2__FNORW000 | 2__FNORW000 | E.ON Energy Solutions Limited | PGENERGY | G | NEE-NWP01 | _F | NORTHERN | DEFAULT__F |  | C | -0.0063078 | 0 | -2 | 0.6148 | 0.5979 | 0.27 | -1.23 | -1.196 | 0 | 0 | F | T | T |  | 2019-06-01 |  | F
2__FNUCE000 | 2__FNUCE000 | NDA | MAGNOX | G | NEE-MEC01 | _F | NORTHERN | DEFAULT__F |  | C | -0.0063078 | 0 | 0 | 0.4972 | 0.472 | 0.27 | 0 | 0 | 0 | 0 | F | T | F |  | 2019-06-01 |  | F
2__FOGAS000 | 2__FOGAS000 | British Gas Trading Ltd | BRITGAS | G |  | _F | NORTHERN | DEFAULT__F |  | C | -0.0063078 | 0 | -0.526 | 0.4972 | 0.472 | 0.27 | -0.262 | -0.248 | 0 | 0 | F | T | F |  | 2019-06-01 |  | F
2__FOPAL000 | 2__FOPAL000 | Avid Energy | OPAL0516 | G |  | _F | NORTHERN | DEFAULT__F |  | C | -0.0063078 | 0 | -0.2 | 0.3446 | 0.3571 | 0.27 | -0.069 | -0.071 | 0 | 0 | F | T | F |  | 2019-06-01 |  | F
2__FOREB000 | 2__FOREB000 | MoneyPlus Energy Limited | OREBA | G |  | _F | NORTHERN | DEFAULT__F |  | C | -0.0063078 | 0 | 0 | 0.4972 | 0.472 | 0.27 | 0 | 0 | 0 | 0 | F | T | F |  | 2019-06-01 |  | F
2__FOREG000 | OREG_F | OREGON ENERGY LIMITED | OREG | G |  | _F | NORTHERN | DEFAULT__F |  | C | -0.0063078 | 0 | 0 | 0.4972 | 0.472 | 0.27 | 0 | 0 | 0 | 0 | F | T | F |  | 2019-06-01 |  | F
2__FOSMI000 | 2__FOSMI000 | BRISTOL NRG TEC&SERV(SUPP) LTD | OSMIUM | G |  | _F | NORTHERN | DEFAULT__F |  | C | -0.0063078 | 0 | -1.554 | 0.5829 | 0.5927 | 0.27 | -0.906 | -0.921 | 0 | 0 | F | T | F |  | 2019-06-01 |  | F
2__FOVAL000 | 2__FOVAL000 | Oval Energy Limited | OVAL | G |  | _F | NORTHERN | DEFAULT__F |  | C | -0.0063078 | 0 | 0 | 0.4972 | 0.472 | 0.27 | 0 | 0 | 0 | 0 | F | T | F |  | 2019-06-01 |  | F
2__FOVOE000 | 2__FOVOE000 | OVO Electricity Ltd | OVOE | G |  | _F | NORTHERN | DEFAULT__F |  | C | -0.0063078 | 0 | -37.955 | 0.5644 | 0.5933 | 0.27 | -21.422 | -22.519 | 0 | 0 | F | T | F |  | 2019-07-03 |  | F
2__FOXPO000 | 2__FOXPO000 | Opus Energy Limited | OXFPOWER | G |  | _F | NORTHERN | DEFAULT__F |  | C | -0.0063078 | 0 | -24.38 | 0.6022 | 0.507 | 0.27 | -14.682 | -12.361 | 0 | 0 | F | T | F |  | 2019-07-03 |  | F
2__FPADD000 | 2__FPADD000 | Paddington Power Limited | PADDINGT | G |  | _F | NORTHERN | DEFAULT__F |  | C | -0.0063078 | 0 | 0 | 0.4972 | 0.472 | 0.27 | 0 | 0 | 0 | 0 | F | T | F |  | 2019-06-01 |  | F
2__FPALL000 | 2__FPALL000 | Palladium Energy Supply Ltd | PALLAD | G |  | _F | NORTHERN | DEFAULT__F |  | C | -0.0063078 | 0 | 0 | 0.4972 | 0.472 | 0.27 | 0 | 0 | 0 | 0 | F | T | F |  | 2019-06-01 |  | F
2__FPERL000 | 2__FPERL000 | PERLE ENERGY LIMITED | PERLE | G |  | _F | NORTHERN | DEFAULT__F |  | C | -0.0063078 | 0 | 0 | 0.4972 | 0.472 | 0.27 | 0 | 0 | 0 | 0 | F | T | F |  | 2019-06-01 |  | F
2__FPGEN000 | 2__FPGEN000 | E.ON UK plc | POWERGEN | G | NEE-PGU01 | _F | NORTHERN | DEFAULT__F |  | C | -0.0063078 | 20 | -117 | 0.6432 | 0.4466 | 0.27 | -75.254 | -52.252 | 12.864 | 8.932 | F | T | T |  | 2019-06-01 |  | F
2__FPILO000 | 2__FPILO000 | Tonik Energy Limited | PILO1015 | G |  | _F | NORTHERN | DEFAULT__F |  | C | -0.0063078 | 0 | -2.3 | 0.5125 | 0.5348 | 0.27 | -1.179 | -1.23 | 0 | 0 | F | T | F |  | 2019-06-01 |  | F
2__FPION000 | 2__FPION000 | Igloo Energy Supply Limited | PION1015 | G |  | _F | NORTHERN | DEFAULT__F |  | C | -0.0063078 | 0 | -0.764 | 0.414 | 0.4307 | 0.27 | -0.316 | -0.329 | 0 | 0 | F | T | F |  | 2019-06-01 |  | F
2__FPIRO000 | 2__FPIRO000 | Pirranello Energy Supply Ltd | PIRANELO | G |  | _F | NORTHERN | DEFAULT__F |  | C | -0.0063078 | 0 | 0 | 0.4972 | 0.472 | 0.27 | 0 | 0 | 0 | 0 | F | T | F |  | 2019-06-01 |  | F
2__FPOWQ000 | PowerQ_F | Hartree Partners Supply UK | POWQ | G |  | _F | NORTHERN | DEFAULT__F |  | C | -0.0063078 | 36 | -1 | 0.4972 | 0.472 | 0.27 | -0.497 | -0.472 | 17.899 | 16.992 | F | T | F |  | 2019-06-01 |  | F
2__FPROZ000 | PROZ_F | Dyce Energy Ltd | PROZ | G |  | _F | NORTHERN | DEFAULT__F |  | C | -0.0063078 | 0 | 0 | 0.4972 | 0.472 | 0.27 | 0 | 0 | 0 | 0 | F | T | F |  | 2019-06-01 |  | F
2__FPSUK000 | NPEC Northern Area PSUK | Npower Limited | NPOWER01 | G |  | _F | NORTHERN | DEFAULT__F |  | C | -0.0063078 | 0 | -2.32 | 0.5489 | 0.5717 | 0.27 | -1.273 | -1.326 | 0 | 0 | F | T | F |  | 2019-06-01 |  | F
2__FPURE000 | 2__FPURE000 | Good Energy Limited | PURE | G |  | _F | NORTHERN | DEFAULT__F |  | C | -0.0063078 | 5.5 | -0.4 | -3.0485 | -3.3611 | 0.27 | 1.219 | 1.344 | -16.767 | -18.486 | F | T | F |  | 2019-06-01 |  | F
2__FPUTY000 | 2__FPUTY000 | Putney Energy Limited | PUTNEY | G |  | _F | NORTHERN | DEFAULT__F |  | C | -0.0063078 | 0 | 0 | 0.4972 | 0.472 | 0.27 | 0 | 0 | 0 | 0 | F | T | F |  | 2019-06-01 |  | F
2__FQEEN000 | 2__FQEEN000 | GoTo Energy (UK) Limited | QUEENS | G |  | _F | NORTHERN | DEFAULT__F |  | C | -0.0063078 | 0 | 0 | 0.4972 | 0.472 | 0.27 | 0 | 0 | 0 | 0 | F | T | F |  | 2019-06-01 |  | F
2__FRAYL000 | 2__FRAYL000 | Victory Energy Supply Limited | RAYLEIGH | G |  | _F | NORTHERN | DEFAULT__F |  | C | -0.0063078 | 0 | 0 | 0.4972 | 0.472 | 0.27 | 0 | 0 | 0 | 0 | F | T | F |  | 2019-06-01 |  | F
2__FREGE000 | 2__FREGE000 | Bulb Energy | REGENT | G |  | _F | NORTHERN | DEFAULT__F |  | C | -0.0063078 | 0 | -31 | 0.5088 | 0.53 | 0.27 | -15.773 | -16.43 | 0 | 0 | F | T | F |  | 2019-06-01 |  | F
2__FRENC000 | 2__FRENC000 | The Renewable Energy Co Ltd | RENC | G | NEE-RNW01 | _F | NORTHERN | DEFAULT__F |  | C | -0.0063078 | 0 | 0 | 0.4972 | 0.472 | 0.27 | 0 | 0 | 0 | 0 | F | T | F |  | 2019-06-01 |  | F
2__FRHOD000 | 2__FRHOD000 | Utilita Energy Limited | UTILITA | G |  | _F | NORTHERN | DEFAULT__F |  | C | -0.0063078 | 0 | -0.046 | 0.4368 | 0.4588 | 0.27 | -0.02 | -0.021 | 0 | 0 | F | T | F |  | 2019-06-01 |  | F
2__FROSE000 | 2__FROSE000 | Gas & Power Ltd TA Gulf G & P | ROSE | G |  | _F | NORTHERN | DEFAULT__F |  | C | -0.0063078 | 0 | -0.136 | 0.5333 | 0.5333 | 0.27 | -0.073 | -0.073 | 0 | 0 | F | T | F |  | 2019-06-01 |  | F
2__FRUTH000 | 2__FRUTH000 | Rutherford Energy Supply Ltd | RUTHRFRD | G |  | _F | NORTHERN | DEFAULT__F |  | C | -0.0063078 | 0 | 0 | 0.4972 | 0.472 | 0.27 | 0 | 0 | 0 | 0 | F | T | F |  | 2019-06-01 |  | F
2__FRWED000 | 2__FRWED000 | ENGIE Power Limited | RWETDL | G | NEE-GDF01 | _F | NORTHERN | DEFAULT__F |  | C | -0.0063078 | 14 | -98.111 | 0.4878 | 0.2919 | 0.27 | -47.859 | -28.639 | 6.829 | 4.087 | F | T | T |  | 2019-06-01 |  | F
2__FRWED001 | RiseCarrB | ENGIE Power Limited | RWETDL | S | RSCRB-1 | _F | NORTHERN | DEFAULT__F |  | C | -0.0063078 | 2 | -2 | 0.4 | 0.4 | 0 | -0.8 | -0.8 | 0.8 | 0.8 | F | T | T |  | 2019-07-17 | F | F
2__FSANT000 | 2__FSANT000 | Nabuh Energy Limited | SANT1015 | G |  | _F | NORTHERN | DEFAULT__F |  | C | -0.0063078 | 0 | -0.852 | 0.5165 | 0.5402 | 0.27 | -0.44 | -0.46 | 0 | 0 | F | T | F |  | 2019-06-01 |  | F
2__FSAPH000 | 2__FSAPH000 | ElectroRoute Energy Limited | SAPHIR | G |  | _F | NORTHERN | DEFAULT__F |  | C | -0.0063078 | 0 | 0 | 0.4972 | 0.472 | 0.27 | 0 | 0 | 0 | 0 | F | T | F |  | 2019-06-01 |  | F
2__FSATU000 | 2__FSATU000 | Satus Energy Limited | SATUS | G |  | _F | NORTHERN | DEFAULT__F |  | C | -0.0063078 | 0 | 0 | 0.4972 | 0.472 | 0.27 | 0 | 0 | 0 | 0 | F | T | F |  | 2019-06-01 |  | F
2__FSCAF000 | 2__FSCAF000 | Valda Energy Limited | SCAFELL | G |  | _F | NORTHERN | DEFAULT__F |  | C | -0.0063078 | 0 | 0 | 0.4972 | 0.472 | 0.27 | 0 | 0 | 0 | 0 | F | T | F |  | 2019-06-01 |  | F
2__FSEEB000 | 2__FSEEB000 | EDF Energy Customers Ltd | LENCO | G | NEE-SEE01 | _F | NORTHERN | DEFAULT__F |  | C | -0.0063078 | 0 | -4 | 0.6444 | 0.567 | 0.27 | -2.578 | -2.268 | 0 | 0 | F | T | T |  | 2019-06-01 |  | F
2__FSEEE000 | 2__FSEEE000 | Shell Energy Europe Limited | SHELL2 | G |  | _F | NORTHERN | DEFAULT__F |  | C | -0.0063078 | 4 | -0.1 | 0.4972 | 0.472 | 0.27 | -0.05 | -0.047 | 1.989 | 1.888 | F | T | F |  | 2019-06-01 |  | F
2__FSIMC000 | 2__FSIMC000 | SIMCOE ENERGY LIMITED | SIMCOE | G |  | _F | NORTHERN | DEFAULT__F |  | C | -0.0063078 | 0 | 0 | 0.4972 | 0.472 | 0.27 | 0 | 0 | 0 | 0 | F | T | F |  | 2019-06-01 |  | F
2__FSING000 | SING_F | United Gas & Power Trading Ltd | SING | G |  | _F | NORTHERN | DEFAULT__F |  | C | -0.0063078 | 0 | -0.94 | 0.4972 | 0.472 | 0.27 | -0.467 | -0.444 | 0 | 0 | F | T | F |  | 2019-06-01 |  | F
2__FSINQ000 | Sinq_F | Sinq Power Ltd | SINQ | G |  | _F | NORTHERN | DEFAULT__F |  | C | -0.0063078 | 0 | -1.8 | 0.561 | 0.5339 | 0.27 | -1.01 | -0.961 | 0 | 0 | F | T | F |  | 2019-06-01 |  | F
2__FSIRO000 | 2__FSIRO000 | Hudson Energy Supply UK Ltd | AMPERE | G |  | _F | NORTHERN | DEFAULT__F |  | C | -0.0063078 | 0 | -2 | 0.4972 | 0.472 | 0.27 | -0.994 | -0.944 | 0 | 0 | F | T | F |  | 2019-06-21 |  | F
2__FSKLN000 | 2__FSKLN000 | Skylane Energy Supply Ltd | SKYLANE | G |  | _F | NORTHERN | DEFAULT__F |  | C | -0.0063078 | 0 | 0 | 0.4972 | 0.472 | 0.27 | 0 | 0 | 0 | 0 | F | T | F |  | 2019-06-01 |  | F
2__FSLVR000 | 2__FSLVR000 | CNG Electricity Limited | SILVER | G |  | _F | NORTHERN | DEFAULT__F |  | C | -0.0063078 | 0.274 | -0.068 | 0.4478 | 0.3313 | 0.27 | -0.03 | -0.023 | 0.123 | 0.091 | F | T | F |  | 2019-06-01 |  | F
2__FSMAR000 | 2__FSMAR000 | Smartestenergy Limited | SMARTEST | G | NEE-SEL01 | _F | NORTHERN | DEFAULT__F |  | C | -0.0063078 | 274 | -230 | 0.6879 | 0.5153 | 0.27 | -158.217 | -118.519 | 188.485 | 141.192 | F | T | T |  | 2019-06-01 |  | F
2__FSNFR000 | 2__FSNFR000 | Sunflower Energy Supply Ltd | SUNFLOWE | G |  | _F | NORTHERN | DEFAULT__F |  | C | -0.0063078 | 0 | 0 | 0.4972 | 0.472 | 0.27 | 0 | 0 | 0 | 0 | F | T | F |  | 2019-06-01 |  | F
2__FSOUT000 | SE SBMU1 - Northern GSPG | SSE Electricity Limited | SWEL | G | NEE-STH01 | _F | NORTHERN | DEFAULT__F |  | C | -0.0063078 | 0 | -76.4 | 0.5579 | 0.5849 | 0.27 | -42.624 | -44.686 | 0 | 0 | F | T | T |  | 2019-06-01 |  | F
2__FSPAL000 | 2__FSPAL000 | Home Energy Trading Ltd | SPALT | G |  | _F | NORTHERN | DEFAULT__F |  | C | -0.0063078 | 0 | 0 | 0.4972 | 0.472 | 0.27 | 0 | 0 | 0 | 0 | F | T | F |  | 2019-06-01 |  | F
2__FSPOW000 | 2__FSPOW000 | SP Energy Retail Ltd | SPSUP01 | G | NEE-SPC01 | _F | NORTHERN | DEFAULT__F |  | C | -0.0063078 | 0 | -187.4 | 0.7284 | 0.6659 | 0.27 | -136.502 | -124.79 | 0 | 0 | F | T | T |  | 2019-06-01 |  | F
2__FSPRK000 | 2__FSPRK000 | OVO Electricity Ltd | OVOE | G |  | _F | NORTHERN | DEFAULT__F |  | C | -0.0063078 | 0 | -5.08 | 0.5772 | 0.6014 | 0.27 | -2.932 | -3.055 | 0 | 0 | F | T | F |  | 2019-06-01 |  | F
2__FSQKY000 | 2__FSQKY000 | Squeaky Clean Energy Limited | ESSL1015 | G |  | _F | NORTHERN | DEFAULT__F |  | C | -0.0063078 | 0 | 0 | 0.4972 | 0.472 | 0.27 | 0 | 0 | 0 | 0 | F | T | F |  | 2019-07-17 |  | F
2__FSTAT000 | STAT F Northern | Statkraft Markets Gmbh | STATKRA1 | G |  | _F | NORTHERN | DEFAULT__F |  | C | -0.0063078 | 114 | 0 | 0.4131 | 0.4145 | 0.4135 | 0 | 0 | 47.139 | 47.139 | F | T | F |  | 2019-06-01 |  | F
2__FSWAE000 | SWA SBMU1 - Northern GSPG | SSE Electricity Limited | SWEL | G | NEE-SWA01 | _F | NORTHERN | DEFAULT__F |  | C | -0.0063078 | 0 | -0.2 | 0.5722 | 0.5944 | 0.27 | -0.114 | -0.119 | 0 | 0 | F | T | T |  | 2019-06-01 |  | F
2__FSWDP000 | 2__FSWDP000 | Snowdrop Energy Supply Ltd | SNOWDROP | G |  | _F | NORTHERN | DEFAULT__F |  | C | -0.0063078 | 0.424 | 0 | 0.3956 | 0.4236 | 0.4038 | 0 | 0 | 0.171 | 0.171 | F | T | F |  | 2019-06-01 |  | F
2__FSWEB000 | SWEB Default BMUid NEEB | EDF Energy Customers Ltd | LENCO | G | NEE-SWT01 | _F | NORTHERN | DEFAULT__F |  | C | -0.0063078 | 0 | -4 | 0.5659 | 0.5933 | 0.27 | -2.264 | -2.373 | 0 | 0 | F | T | T |  | 2019-06-01 |  | F
2__FSWEL000 | SWL SBMU1 - Northern GSPG | SSE Electricity Limited | SWEL | G |  | _F | NORTHERN | DEFAULT__F |  | C | -0.0063078 | 0 | 0 | 0.4972 | 0.472 | 0.27 | 0 | 0 | 0 | 0 | F | T | F |  | 2019-06-01 |  | F
2__FSYMB000 | 2__FSYMB000 | Symbio Energy Ltd | SYMBIO18 | G | NEE-SYM01 | _F | NORTHERN | DEFAULT__F |  | C | -0.0063078 | 0 | -0.158 | 0.1709 | 0.1671 | 0.27 | -0.027 | -0.026 | 0 | 0 | F | T | T |  | 2019-06-01 |  | F
2__FTEMP000 | 2__FTEMP000 | Temple Energy Limited | TEMPLE | G |  | _F | NORTHERN | DEFAULT__F |  | C | -0.0063078 | 0 | 0 | 0.4972 | 0.472 | 0.27 | 0 | 0 | 0 | 0 | F | T | F |  | 2019-06-01 |  | F
2__FTEXA000 | TEXA_F | AVRO COMMERCIAL ENERGY | TEXA | G |  | _F | NORTHERN | DEFAULT__F |  | C | -0.0063078 | 0 | 0 | 0.4972 | 0.472 | 0.27 | 0 | 0 | 0 | 0 | F | T | F |  | 2019-06-01 |  | F
2__FTGPL000 | 2__FTGPL000 | Total Gas & Power Ltd | TFEGP | G | NEE-TFE01 | _F | NORTHERN | DEFAULT__F |  | C | -0.0063078 | 10 | -80 | 0.6663 | 0.504 | 0.27 | -53.304 | -40.32 | 6.663 | 5.04 | F | T | T |  | 2019-06-01 |  | F
2__FTHLE000 | 2__FTHLE000 | Orbit Energy Limited | THISTLE | G |  | _F | NORTHERN | DEFAULT__F |  | C | -0.0063078 | 0 | 0 | 0.3973 | 0.4135 | 0.27 | 0 | 0 | 0 | 0 | F | T | F |  | 2019-06-01 |  | F
2__FTHRE000 | 2__FTHRE000 | Corona Energy Retail 4 Limited | SUPELEC3 | G |  | _F | NORTHERN | DEFAULT__F |  | C | -0.0063078 | 0 | -10 | 0.6097 | 0.4718 | 0.27 | -6.097 | -4.718 | 0 | 0 | F | T | F |  | 2019-06-01 |  | F
2__FTILL000 | 2__FTILL000 | TILLICUM ENERGY LIMITED | TILLICUM | G |  | _F | NORTHERN | DEFAULT__F |  | C | -0.0063078 | 0 | 0 | 0.4972 | 0.472 | 0.27 | 0 | 0 | 0 | 0 | F | T | F |  | 2019-06-01 |  | F
2__FTLWD000 | 2__FTLWD000 | BRUNTWOOD ENERGY SERVICES LTD | TAILWIND | G |  | _F | NORTHERN | DEFAULT__F |  | C | -0.0063078 | 0 | 0 | 0.4972 | 0.472 | 0.27 | 0 | 0 | 0 | 0 | F | T | F |  | 2019-06-01 |  | F
2__FTNDO000 | 2__FTNDO000 | Pozitive Energy Limited | TORNADO | G |  | _F | NORTHERN | DEFAULT__F |  | C | -0.0063078 | 0 | -10 | 0.5434 | 0.4536 | 0.27 | -5.434 | -4.536 | 0 | 0 | F | T | F |  | 2019-06-01 |  | F
2__FTOGO000 | 2__FTOGO000 | TOGETHER ENERGY SUPPLY LIMITED | AZACCA | G |  | _F | NORTHERN | DEFAULT__F |  | C | -0.0063078 | 0 | 0 | 0.4972 | 0.472 | 0.27 | 0 | 0 | 0 | 0 | F | T | F |  | 2019-06-01 |  | F
2__FTONB000 | 2__FTONB000 | Tonik Energy Limited | PILO1015 | G |  | _F | NORTHERN | DEFAULT__F |  | C | -0.0063078 | 0 | 0 | 0.4972 | 0.472 | 0.27 | 0 | 0 | 0 | 0 | F | T | F |  | 2019-06-01 |  | F
2__FTOTO000 | 2__FTOTO000 | TOTO Energy Limited | COVENT | G |  | _F | NORTHERN | DEFAULT__F |  | C | -0.0063078 | 0 | 0 | 0.4972 | 0.472 | 0.27 | 0 | 0 | 0 | 0 | F | T | F |  | 2019-06-01 |  | F
2__FTRAM000 | Tramonto_F | Switch Business Gas and Power | TRAM | G |  | _F | NORTHERN | DEFAULT__F |  | C | -0.0063078 | 0 | -0.0023 | 0.4467 | 0.4033 | 0.27 | -0.001 | -0.001 | 0 | 0 | F | T | F |  | 2019-06-01 |  | F
2__FTREX000 | 2__FTREX000 | POWER4ALL Limited | POWER4 | G |  | _F | NORTHERN | DEFAULT__F |  | C | -0.0063078 | 0 | -12.4 | 0.7378 | 0.7091 | 0.27 | -9.149 | -8.793 | 0 | 0 | F | T | F |  | 2019-06-01 |  | F
2__FTULP000 | 2__FTULP000 | PURE PLANET LIMITED | TULIP | G |  | _F | NORTHERN | DEFAULT__F |  | C | -0.0063078 | 0 | -8.452 | 0.3603 | 0.3821 | 0.27 | -3.045 | -3.23 | 0 | 0 | F | T | F |  | 2019-06-27 |  | F
2__FUKPR000 | UK_Power_Reserve_F | UK Power Reserve Limited | UKPR | G |  | _F | NORTHERN | DEFAULT__F |  | C | -0.0063078 | 0 | 0 | 0.4972 | 0.472 | 0.27 | 0 | 0 | 0 | 0 | F | T | F |  | 2019-06-01 |  | F
2__FVAVU000 | VAVU_F | Vavu Power Limited | VAVU | G |  | _F | NORTHERN | DEFAULT__F |  | C | -0.0063078 | 0 | 0 | 0.4972 | 0.472 | 0.27 | 0 | 0 | 0 | 0 | F | T | F |  | 2019-06-01 |  | F
2__FVERM000 | VERM_F | ENERGISE BRITAIN GAS & ELEC | VERM | G |  | _F | NORTHERN | DEFAULT__F |  | C | -0.0063078 | 0 | 0 | 0.4972 | 0.472 | 0.27 | 0 | 0 | 0 | 0 | F | T | F |  | 2019-06-01 |  | F
2__FVETS000 | VTS_GSP_F_006 | Vattenfall Energy Trading | VTS | G |  | _F | NORTHERN | DEFAULT__F | C | C | -0.0063078 | 54.5 | 0 | 0.1069 | 0.1381 | 0.1161 | 0 | 0 | 6.327 | 6.327 | T | T | F |  | 2019-06-01 |  | F
2__FVIPR000 | 2__FVIPR000 | Viper Energy Supply Ltd | VIPER | G |  | _F | NORTHERN | DEFAULT__F |  | C | -0.0063078 | 0 | 0 | 0.4972 | 0.472 | 0.27 | 0 | 0 | 0 | 0 | F | T | F |  | 2019-06-01 |  | F
2__FVIRG000 | VIRG_F | Green Energy Supply Limited | VIRG | G |  | _F | NORTHERN | DEFAULT__F |  | C | -0.0063078 | 0 | 0 | 0.4972 | 0.472 | 0.27 | 0 | 0 | 0 | 0 | F | T | F |  | 2019-06-01 |  | F
2__FVNGA000 | 2__FVNGA000 | Venga Energy Supply Ltd | VENGA | G |  | _F | NORTHERN | DEFAULT__F |  | C | -0.0063078 | 0 | 0 | 0.4972 | 0.472 | 0.27 | 0 | 0 | 0 | 0 | F | T | F |  | 2019-06-01 |  | F
2__FVNQT000 | 2__FVNQT000 | Vanquist Energy Supply Ltd | VANQUIST | G |  | _F | NORTHERN | DEFAULT__F |  | C | -0.0063078 | 0 | 0 | 0.4972 | 0.472 | 0.27 | 0 | 0 | 0 | 0 | F | T | F |  | 2019-06-01 |  | F
2__FVOLT000 | 2__FVOLT000 | Co-operative Energy Limited | VOLA | G |  | _F | NORTHERN | DEFAULT__F |  | C | -0.0063078 | 0.042 | -4.3968 | 0.5671 | 0.5933 | 0.27 | -2.493 | -2.609 | 0.024 | 0.025 | F | T | F |  | 2019-06-01 |  | F
2__FWASH000 | WASH_F | Utility Point Limited | WASH | G |  | _F | NORTHERN | DEFAULT__F |  | C | -0.0063078 | 0 | -4 | 0.4299 | 0.4493 | 0.27 | -1.72 | -1.797 | 0 | 0 | F | T | F |  | 2019-06-01 |  | F
2__FWILL000 | 2__FWILL000 | WILLAMETTE ENERGY LIMITED | WILLAMET | G |  | _F | NORTHERN | DEFAULT__F |  | C | -0.0063078 | 0 | 0 | 0.4972 | 0.472 | 0.27 | 0 | 0 | 0 | 0 | F | T | F |  | 2019-06-01 |  | F
2__FYELG000 | _F Default BM Northern | NPower Yorkshire Supply Ltd | YE | G | NEE-YEP01 | _F | NORTHERN | DEFAULT__F |  | C | -0.0063078 | 0 | -3.036 | 0.559 | 0.5848 | 0.27 | -1.697 | -1.775 | 0 | 0 | F | T | T |  | 2019-06-01 |  | F
2__FYNRG000 | 2__FYNRG000 | Daisy Energy Supply Ltd | DAISY | G |  | _F | NORTHERN | DEFAULT__F |  | C | -0.0063078 | 0 | 0 | 0.4972 | 0.472 | 0.27 | 0 | 0 | 0 | 0 | F | T | F |  | 2019-06-19 |  | F
2__FZPYR000 | 2__FZPYR000 | Green Network Energy Limited | ZEPHYR | G |  | _F | NORTHERN | DEFAULT__F |  | C | -0.0063078 | 0 | -8.78 | 0.5557 | 0.5828 | 0.27 | -4.879 | -5.117 | 0 | 0 | F | T | F |  | 2019-07-22 | F | F
2__FZYTH000 | 2__FZYTH000 | ZYTHOS ENERGY LIMITED | ZYTHOS | G |  | _F | NORTHERN | DEFAULT__F |  | C | -0.0063078 | 0 | 0 | 0.4972 | 0.472 | 0.27 | 0 | 0 | 0 | 0 | F | T | F |  | 2019-06-01 |  | F
2__GALAB000 | ALAB_G | ALABAMA ENERGY LIMITED | ALAB | G |  | _G | North Western | DEFAULT__G |  | C | 0.002128 | 0 | 0 | 0.5314 | 0.4963 | 0.27 | 0 | 0 | 0 | 0 | F | T | F |  | 2019-06-01 |  | F
2__GALAS000 | ALAS_G | ALASKA ENERGY LIMITED | ALAS | G |  | _G | North Western | DEFAULT__G |  | C | 0.002128 | 0 | 0 | 0.5314 | 0.4963 | 0.27 | 0 | 0 | 0 | 0 | F | T | F |  | 2019-06-01 |  | F
2__GALTI000 | 2__GALTI000 | Co-operative Energy Limited | VOLA | G |  | _G | North Western | DEFAULT__G |  | C | 0.002128 | 0 | -6.245 | 0.5432 | 0.574 | 0.27 | -3.392 | -3.585 | 0 | 0 | F | T | F |  | 2019-06-19 |  | F
2__GANGE000 | 2__GANGE000 | Limejump Energy Limited | ANGEL | G |  | _G | North Western | DEFAULT__G |  | C | 0.002128 | 8.523 | -2.2 | 0.134 | 0.1424 | 0.27 | -0.295 | -0.313 | 1.142 | 1.214 | F | T | F |  | 2019-06-19 |  | F
2__GANGE001 | 2__GANGE001 | Limejump Energy Limited | ANGEL | S | AG-GLIM01 | _G | North Western | DEFAULT__G |  | C | 0.002128 | 50 | -2.104 | 0.5314 | 0.4963 | 0.27 | -1.118 | -1.044 | 26.57 | 24.815 | F | T | T |  | 2019-06-19 | F | F
2__GANGE002 | 2__GANGE002 | Limejump Energy Limited | ANGEL | S | AG-GLIM02 | _G | North Western | DEFAULT__G |  | C | 0.002128 | 50 | 0 | 0.5314 | 0.4963 | 0.27 | 0 | 0 | 13.5 | 13.5 | F | T | T |  | 2019-06-01 | F | F
2__GARIZ000 | ARIZ_G | Simplicity Energy Limited | ARIZ | G |  | _G | North Western | DEFAULT__G |  | C | 0.002128 | 0 | 0 | 0.5314 | 0.4963 | 0.27 | 0 | 0 | 0 | 0 | F | T | F |  | 2019-06-01 |  | F
2__GARRU000 | 2__GARRU000 | BlueGreen Energy Services | ARRUZZI | G |  | _G | North Western | DEFAULT__G |  | C | 0.002128 | 0 | 0 | 0.5314 | 0.4963 | 0.27 | 0 | 0 | 0 | 0 | F | T | F |  | 2019-06-01 |  | F
2__GAVRO000 | AVRO_G | AVRO ENERGY LIMITED | AVRO | G |  | _G | North Western | DEFAULT__G |  | C | 0.002128 | 0 | -23.773 | 0.4853 | 0.5137 | 0.27 | -11.537 | -12.212 | 0 | 0 | F | T | F |  | 2019-06-28 |  | F
2__GAXIS000 | 2__GAXIS000 | Axis Telecom Ltd | AXISTELE | G |  | _G | North Western | DEFAULT__G |  | C | 0.002128 | 0 | 0 | 0.575 | 0.471 | 0.27 | 0 | 0 | 0 | 0 | F | T | F |  | 2019-06-01 |  | F
2__GAXPO000 | 2__GAXPO000 | AXPO UK LIMITED | EGLUK | G | NWP-AXPO1 | _G | North Western | DEFAULT__G |  | C | 0.002128 | 15 | -17 | 0.8426 | 0.3853 | 0.27 | -14.324 | -6.55 | 12.639 | 5.78 | F | T | F |  | 2019-06-01 |  | F
2__GAZAC000 | 2__GAZAC000 | TOGETHER ENERGY SUPPLY LIMITED | AZACCA | G |  | _G | North Western | DEFAULT__G |  | C | 0.002128 | 0 | 0 | 0.5314 | 0.4963 | 0.27 | 0 | 0 | 0 | 0 | F | T | F |  | 2019-06-01 |  | F
2__GBARB000 | 2__GBARB000 | Barbican Power Limited | BARBICAN | G |  | _G | North Western | DEFAULT__G |  | C | 0.002128 | 0 | 0 | 0.5314 | 0.4963 | 0.27 | 0 | 0 | 0 | 0 | F | T | F |  | 2019-06-01 |  | F
2__GBAYS000 | 2__GBAYS000 | Bayswater Energy Limited | BAYSWATE | G |  | _G | North Western | DEFAULT__G |  | C | 0.002128 | 0 | 0 | 0.5314 | 0.4963 | 0.27 | 0 | 0 | 0 | 0 | F | T | F |  | 2019-06-01 |  | F
2__GBCFC000 | 2__GBCFC000 | Octopus Energy Limited | MERCURY | G |  | _G | North Western | DEFAULT__G |  | C | 0.002128 | 0 | 0 | 0.6 | 0.6333 | 0.27 | 0 | 0 | 0 | 0 | F | T | F |  | 2019-06-01 |  | F
2__GBELS000 | 2__GBELS000 | Belsize Energy Limited | BELSIZE | G |  | _G | North Western | DEFAULT__G |  | C | 0.002128 | 0 | 0 | 0.5314 | 0.4963 | 0.27 | 0 | 0 | 0 | 0 | F | T | F |  | 2019-06-01 |  | F
2__GBETH000 | 2__GBETH000 | Mongoose Energy Supply Limited | BETHNAL | G |  | _G | North Western | DEFAULT__G |  | C | 0.002128 | 0 | 0 | 0.5314 | 0.4963 | 0.27 | 0 | 0 | 0 | 0 | F | T | F |  | 2019-06-01 |  | F
2__GBGAS000 | 2__GBGAS000 | British Gas Trading Ltd | BRITGAS | G | NWP-BGS01 | _G | North Western | DEFAULT__G |  | C | 0.002128 | 0 | -290.227 | 0.5502 | 0.5835 | 0.27 | -159.683 | -169.347 | 0 | 0 | F | T | T |  | 2019-06-19 |  | F
2__GBIZZ000 | 2__GBIZZ000 | British Gas Trading Ltd | BRITGAS | G | NWP-BIZ01 | _G | North Western | DEFAULT__G |  | C | 0.002128 | 0 | -4 | 0.4346 | 0.3439 | 0.27 | -1.738 | -1.376 | 0 | 0 | F | T | F |  | 2019-06-01 |  | F
2__GBLBL000 | 2__GBLBL000 | Bluebell Energy Supply Ltd | BLUEBELL | G |  | _G | North Western | DEFAULT__G |  | C | 0.002128 | 0 | 0 | 0.5314 | 0.4963 | 0.27 | 0 | 0 | 0 | 0 | F | T | F |  | 2019-06-01 |  | F
2__GBNRG000 | 2__GBNRG000 | Electricity Plus Supply Ltd | BAENERGY | G |  | _G | North Western | DEFAULT__G |  | C | 0.002128 | 0 | -48.604 | 0.581 | 0.6062 | 0.27 | -28.239 | -29.464 | 0 | 0 | F | T | F |  | 2019-06-01 |  | F
2__GBORE000 | 2__GBORE000 | Zebra Power Limited | BOR | G |  | _G | North Western | DEFAULT__G |  | C | 0.002128 | 0 | -0.09 | 0.5287 | 0.561 | 0.27 | -0.048 | -0.05 | 0 | 0 | F | T | F |  | 2019-06-01 |  | F
2__GBORO000 | 2__GBORO000 | Borough Energy Limited | BOROUGH | G |  | _G | North Western | DEFAULT__G |  | C | 0.002128 | 0 | 0 | 0.5314 | 0.4963 | 0.27 | 0 | 0 | 0 | 0 | F | T | F |  | 2019-06-01 |  | F
2__GBPGM000 | 2__GBPGM000 | BP Gas Marketing Limited | BPGAS | G |  | _G | North Western | DEFAULT__G |  | C | 0.002128 | 0 | 0 | 0.5314 | 0.4963 | 0.27 | 0 | 0 | 0 | 0 | F | T | F |  | 2019-06-01 |  | F
2__GBREZ000 | 2__GBREZ000 | Breeze Energy Supply Ltd | BREEZE | G |  | _G | North Western | DEFAULT__G |  | C | 0.002128 | 1.68 | -0.86 | 0.526 | 0.5569 | 0.27 | -0.452 | -0.479 | 0.884 | 0.936 | F | T | F |  | 2019-06-01 |  | F
2__GBRZE000 | 2__GBRZE000 | arto.energy Ltd | BRONZE | G |  | _G | North Western | DEFAULT__G |  | C | 0.002128 | 0 | 0 | 0.5314 | 0.4963 | 0.27 | 0 | 0 | 0 | 0 | F | T | F |  | 2019-06-01 |  | F
2__GBULN000 | 2__GBULN000 | Bryt Energy Limited | BULLION | G |  | _G | North Western | DEFAULT__G |  | C | 0.002128 | 0 | -6.4 | 0.7184 | 0.4246 | 0.27 | -4.598 | -2.717 | 0 | 0 | F | T | F |  | 2019-06-01 |  | F
2__GCALI000 | 2__GCALI000 | Callesti Energy Supply Limited | CALLESTI | G |  | _G | North Western | DEFAULT__G |  | C | 0.002128 | 0 | 0 | 0.5314 | 0.4963 | 0.27 | 0 | 0 | 0 | 0 | F | T | F |  | 2019-06-01 |  | F
2__GCALL000 | 2__GCALL000 | SP Energy Retail Ltd | SPSUP01 | G |  | _G | North Western | DEFAULT__G |  | C | 0.002128 | 0 | -16.6 | 0.6567 | 0.6242 | 0.27 | -10.901 | -10.362 | 0 | 0 | F | T | F |  | 2019-06-01 |  | F
2__GCBRA000 | 2__GCBRA000 | Cabra Energy Supply Ltd | CABRA | G |  | _G | North Western | DEFAULT__G |  | C | 0.002128 | 0 | 0 | 0.5314 | 0.4963 | 0.27 | 0 | 0 | 0 | 0 | F | T | F |  | 2019-06-01 |  | F
2__GCFWR000 | 2__GCFWR000 | Eddington Energy Supply Ltd | EDDINGTN | G |  | _G | North Western | DEFAULT__G |  | C | 0.002128 | 0 | 0 | 0.5695 | 0.602 | 0.27 | 0 | 0 | 0 | 0 | F | T | F |  | 2019-06-01 |  | F
2__GCILI000 | 2__GCILI000 | Cilleni Energy Supply Limited | CILLENI | G |  | _G | North Western | DEFAULT__G |  | C | 0.002128 | 0 | 0 | 0.5314 | 0.4963 | 0.27 | 0 | 0 | 0 | 0 | F | T | F |  | 2019-06-01 |  | F
2__GCIRC000 | 2__GCIRC000 | Flow Energy Ltd | CIRCUIT | G |  | _G | North Western | DEFAULT__G |  | C | 0.002128 | 0 | -9.9488 | 0.5753 | 0.6077 | 0.27 | -5.724 | -6.046 | 0 | 0 | F | T | F |  | 2019-06-01 |  | F
2__GCMRO000 | 2__GCMRO000 | Camaro Energy Supply Ltd | CAMARO | G |  | _G | North Western | DEFAULT__G |  | C | 0.002128 | 0 | 0 | 0.5314 | 0.4963 | 0.27 | 0 | 0 | 0 | 0 | F | T | F |  | 2019-06-01 |  | F
2__GCNDL000 | 2__GCNDL000 | NEAS Energy Ltd. | CNDA | G |  | _G | North Western | DEFAULT__G |  | C | 0.002128 | 640 | 0 | 0.2537 | 0.2452 | 0.2512 | 0 | 0 | 160.768 | 160.768 | F | T | F |  | 2019-06-01 |  | F
2__GCNRG000 | 2__GCNRG000 | Opus Energy (Corporate) Ltd | CHENERGY | G |  | _G | North Western | DEFAULT__G |  | C | 0.002128 | 0 | -35.28 | 0.6767 | 0.523 | 0.27 | -23.874 | -18.451 | 0 | 0 | F | T | F |  | 2019-07-03 |  | F
2__GCOLG000 | 2__GCOLG000 | Colgano Energy Supply Limited | COLGANO | G |  | _G | North Western | DEFAULT__G |  | C | 0.002128 | 0 | 0 | 0.5314 | 0.4963 | 0.27 | 0 | 0 | 0 | 0 | F | T | F |  | 2019-06-01 |  | F
2__GCOLO000 | COLO_G | COLORADO ENERGY LIMITED | COLO | G |  | _G | North Western | DEFAULT__G |  | C | 0.002128 | 0 | 0 | 0.5314 | 0.4963 | 0.27 | 0 | 0 | 0 | 0 | F | T | F |  | 2019-06-01 |  | F
2__GCOMT000 | 2__GCOMT000 | ENSTROGA Ltd | COMT1015 | G |  | _G | North Western | DEFAULT__G |  | C | 0.002128 | 0 | -3.29 | 0.2838 | 0.2976 | 0.27 | -0.934 | -0.979 | 0 | 0 | F | T | F |  | 2019-06-01 |  | F
2__GCOOP000 | 2__GCOOP000 | I Supply Energy Limited | COOP | G |  | _G | North Western | DEFAULT__G |  | C | 0.002128 | 0 | -7.42 | 0.5753 | 0.6061 | 0.27 | -4.269 | -4.497 | 0 | 0 | F | T | F |  | 2019-06-01 |  | F
2__GCORE000 | 2__GCORE000 | Corona Energy Retail 4 Limited | SUPELEC3 | G |  | _G | North Western | DEFAULT__G |  | C | 0.002128 | 0 | 0 | 0.5314 | 0.4963 | 0.27 | 0 | 0 | 0 | 0 | F | T | F |  | 2019-06-01 |  | F
2__GCOUL000 | 2__GCOUL000 | Coulomb Energy Supply Limited | COULOMB | G |  | _G | North Western | DEFAULT__G |  | C | 0.002128 | 0 | 0 | 0.5314 | 0.4963 | 0.27 | 0 | 0 | 0 | 0 | F | T | F |  | 2019-06-01 |  | F
2__GCOVE000 | 2__GCOVE000 | TOTO Energy Limited | COVENT | G |  | _G | North Western | DEFAULT__G |  | C | 0.002128 | 0 | -2.72 | 0.5049 | 0.5338 | 0.27 | -1.373 | -1.452 | 0 | 0 | F | T | F |  | 2019-06-01 |  | F
2__GCPPR000 | 2__GCPPR000 | Affect Energy Ltd | COPPER | G |  | _G | North Western | DEFAULT__G |  | C | 0.002128 | 0 | -1.468 | 0.5303 | 0.564 | 0.27 | -0.778 | -0.828 | 0 | 0 | F | T | F |  | 2019-06-01 |  | F
2__GCYCL000 | 2__GCYCL000 | Business Power & Gas Limited | CYCLONE | G |  | _G | North Western | DEFAULT__G |  | C | 0.002128 | 0 | -5.022 | 0.5852 | 0.3886 | 0.27 | -2.939 | -1.952 | 0 | 0 | F | T | F |  | 2019-06-01 |  | F
2__GDESL000 | 2__GDESL000 | Daisy Energy Supply Ltd | DAISY | G |  | _G | North Western | DEFAULT__G |  | C | 0.002128 | 0 | -0.882 | 0.205 | 0.201 | 0.27 | -0.181 | -0.177 | 0 | 0 | F | T | F |  | 2019-06-01 |  | F
2__GDFDL000 | 2__GDFDL000 | Tru Energy Limited | DAFFODIL | G |  | _G | North Western | DEFAULT__G |  | C | 0.002128 | 0 | -0.06 | 0.5389 | 0.5722 | 0.27 | -0.032 | -0.034 | 0 | 0 | F | T | F |  | 2019-06-01 |  | F
2__GDIRA000 | 2__GDIRA000 | Social Energy Supply Ltd | DIRAC | G |  | _G | North Western | DEFAULT__G |  | C | 0.002128 | 0 | -0.007 | 0.5314 | 0.4963 | 0.27 | -0.004 | -0.003 | 0 | 0 | F | T | F |  | 2019-06-01 |  | F
2__GDNRG000 | 2__GDNRG000 | Donnington Energy Limited | DOENERGY | G |  | _G | North Western | DEFAULT__G |  | C | 0.002128 | 0 | 0 | 0.5314 | 0.4963 | 0.27 | 0 | 0 | 0 | 0 | F | T | F |  | 2019-06-01 |  | F
2__GDRGI000 | UKHC_G | UK Healthcare Corporation Ltd | DENERGI1 | G |  | _G | North Western | DEFAULT__G |  | C | 0.002128 | 0 | 0 | 0.5314 | 0.4963 | 0.27 | 0 | 0 | 0 | 0 | F | T | F |  | 2019-06-01 |  | F
2__GDUAL000 | 2__GDUAL000 | Dual Energy Direct Limited | DUALENER | G |  | _G | North Western | DEFAULT__G |  | C | 0.002128 | 0 | -13.404 | 0.6037 | 0.4729 | 0.27 | -8.092 | -6.339 | 0 | 0 | F | T | F |  | 2019-06-01 |  | F
2__GEBES000 | 2__GEBES000 | BES Commercial Electricity Ltd | EBEA | G |  | _G | North Western | DEFAULT__G |  | C | 0.002128 | 0 | -8.483 | 0.5797 | 0.4615 | 0.27 | -4.918 | -3.915 | 0 | 0 | F | T | F |  | 2019-06-01 |  | F
2__GECOA000 | 2__GECOA000 | British Gas Trading Ltd | BRITGAS | G |  | _G | North Western | DEFAULT__G |  | C | 0.002128 | 63 | 0 | 0.1134 | 0.0346 | 0.0903 | 0 | 0 | 5.689 | 5.689 | F | T | F |  | 2019-06-01 |  | F
2__GECON000 | 2__GECON000 | Economy Power | ECON1 | G |  | _G | North Western | DEFAULT__G |  | C | 0.002128 | 0 | 0 | 0.5314 | 0.4963 | 0.27 | 0 | 0 | 0 | 0 | F | T | F |  | 2019-06-01 |  | F
2__GECOT000 | 2__GECOT000 | The Renewable Energy Co Ltd | RENC | G |  | _G | North Western | DEFAULT__G |  | C | 0.002128 | 0 | -6.28 | 0.7156 | 0.6656 | 0.27 | -4.494 | -4.18 | 0 | 0 | F | T | F |  | 2019-06-01 |  | F
2__GEDDI000 | 2__GEDDI000 | Eddington Energy Supply Ltd | EDDINGTN | G |  | _G | North Western | DEFAULT__G |  | C | 0.002128 | 0 | -3.4 | 0.5504 | 0.5804 | 0.27 | -1.871 | -1.973 | 0 | 0 | F | T | F |  | 2019-06-01 |  | F
2__GEDFE000 | EDFE_North West | EDF Energy Customers Ltd | LENCO | G | NWP-EDF01 | _G | North Western | DEFAULT__G |  | C | 0.002128 | 0 | 0 | 0.5314 | 0.4963 | 0.27 | 0 | 0 | 0 | 0 | F | T | T |  | 2019-06-01 |  | F
2__GEDGE000 | 2__GEDGE000 | Edgware Energy Limited | EDGWARE | G |  | _G | North Western | DEFAULT__G |  | C | 0.002128 | 0 | 0 | 0.5314 | 0.4963 | 0.27 | 0 | 0 | 0 | 0 | F | T | F |  | 2019-06-01 |  | F
2__GEDIR000 | 2__GEDIR000 | British Gas Trading Ltd | BRITGAS | G | NWP-EDR01 | _G | North Western | DEFAULT__G |  | C | 0.002128 | 0 | 0 | 0.5314 | 0.4963 | 0.27 | 0 | 0 | 0 | 0 | F | T | T |  | 2019-06-01 |  | F
2__GEELC000 | 2__GEELC000 | E.ON Energy Solutions Limited | PGENERGY | G | NWP-EAS01 | _G | North Western | DEFAULT__G |  | C | 0.002128 | 0 | 0 | 0.5314 | 0.4963 | 0.27 | 0 | 0 | 0 | 0 | F | T | T |  | 2019-06-01 |  | F
2__GEENG000 | 2__GEENG000 | E.ON Energy Solutions Limited | PGENERGY | G | NWP-EST01 | _G | North Western | DEFAULT__G |  | C | 0.002128 | 0 | -8 | 0.5804 | 0.6104 | 0.27 | -4.643 | -4.883 | 0 | 0 | F | T | T |  | 2019-06-01 |  | F
2__GEETL000 | EETL in East North Western | OVO Electricity Ltd | OVOE | G |  | _G | North Western | DEFAULT__G |  | C | 0.002128 | 0 | 0 | 0.5542 | 0.5868 | 0.27 | 0 | 0 | 0 | 0 | F | T | F |  | 2019-06-01 |  | F
2__GEFLS000 | EFLS_G | Effortless Energy Ltd | EENERGY | G |  | _G | North Western | DEFAULT__G |  | C | 0.002128 | 0 | -0.04 | 0.5095 | 0.5405 | 0.27 | -0.02 | -0.022 | 0 | 0 | F | T | F |  | 2019-06-01 |  | F
2__GEGDX000 | G_EGASELEC | E (GAS AND ELECTRICITY) LTD | LORM | G |  | _G | North Western | DEFAULT__G |  | C | 0.002128 | 0 | -0.0006 | 0.5314 | 0.4963 | 0.27 | 0 | 0 | 0 | 0 | F | T | F |  | 2019-07-01 |  | F
2__GEGML000 | EGML_G | ECO GREEN MANAGEMENT LIMITED | YGP1 | G |  | _G | North Western | DEFAULT__G |  | C | 0.002128 | 0 | -0.2784 | 0.5314 | 0.4963 | 0.27 | -0.148 | -0.138 | 0 | 0 | F | T | F |  | 2019-06-01 |  | F
2__GELEC000 | Electraphase_G | ELECTRAPHASE LIMITED | EPHASE | G |  | _G | North Western | DEFAULT__G |  | C | 0.002128 | 0 | 0 | 0.5314 | 0.4963 | 0.27 | 0 | 0 | 0 | 0 | F | T | F |  | 2019-06-01 |  | F
2__GEMEB000 | 2__GEMEB000 | E.ON Energy Solutions Limited | PGENERGY | G | NWP-PGE01 | _G | North Western | DEFAULT__G |  | C | 0.002128 | 0 | -182 | 0.6473 | 0.6264 | 0.27 | -117.809 | -114.005 | 0 | 0 | F | T | T |  | 2019-06-01 |  | F
2__GEMZO000 | 2__GEMZO000 | Emzo Energy Supply Ltd | EMZO | G |  | _G | North Western | DEFAULT__G |  | C | 0.002128 | 0 | 0 | 0.5314 | 0.4963 | 0.27 | 0 | 0 | 0 | 0 | F | T | F |  | 2019-06-01 |  | F
2__GENDC000 | 2__GENDC000 | EPG Energy Limited | EPGNRG | G |  | _G | North Western | DEFAULT__G |  | C | 0.002128 | 1.4 | 0 | 0.8625 | 0.865 | 0.27 | 0 | 0 | 0.378 | 0.378 | F | T | F |  | 2019-06-08 |  | F
2__GENDC001 | 2__GENDC001 | EPG Energy Limited | EPGNRG | S |  | _G | North Western | DEFAULT__G |  | C | 0.002128 | 0 | 0 | 0.5314 | 0.4963 | 0.27 | 0 | 0 | 0 | 0 | F | T | F |  | 2019-06-01 | F | F
2__GENDC002 | 2__GENDC002 | EPG Energy Limited | EPGNRG | S |  | _G | North Western | DEFAULT__G |  | C | 0.002128 | 0 | 0 | 0.5314 | 0.4963 | 0.27 | 0 | 0 | 0 | 0 | F | T | F |  | 2019-06-01 | F | F
2__GENEC000 | 2__GENEC000 | Eneco Energy Trade | ENECOUK | G |  | _G | North Western | DEFAULT__G |  | C | 0.002128 | 0 | -6.55 | 0.7853 | 0.7378 | 0.27 | -5.144 | -4.833 | 0 | 0 | F | T | F |  | 2019-06-01 |  | F
2__GENER000 | 2__GENER000 | Simply Your Energy | SUPLENER | G |  | _G | North Western | DEFAULT__G |  | C | 0.002128 | 0 | 0 | 0.5314 | 0.4963 | 0.27 | 0 | 0 | 0 | 0 | F | T | F |  | 2019-06-01 |  | F
2__GENGQ000 | EnergyQ_G | Eversmart Energy Ltd | ENGQ | G |  | _G | North Western | DEFAULT__G |  | C | 0.002128 | 0 | -5.494 | 0.5156 | 0.5488 | 0.27 | -2.833 | -3.015 | 0 | 0 | F | T | F |  | 2019-06-01 |  | F
2__GENRD000 | 2__GENRD000 | British Gas Trading Ltd | BRITGAS | G | NWP-ENR01 | _G | North Western | DEFAULT__G |  | C | 0.002128 | 44 | -168 | 0.6016 | 0.4631 | 0.27 | -101.069 | -77.801 | 26.47 | 20.376 | F | T | T |  | 2019-06-01 |  | F
2__GENRD002 | 2__GENRD002 | British Gas Trading Ltd | BRITGAS | S |  | _G | North Western | DEFAULT__G |  | C | 0.002128 | 25 | -1 | 0.5314 | 0.4963 | 0.27 | -0.531 | -0.496 | 13.285 | 12.408 | F | T | F |  | 2019-06-01 | F | F
2__GENRG000 | 2__GENRG000 | Opus Energy Renewables Limited | EVENERGY | G |  | _G | North Western | DEFAULT__G |  | C | 0.002128 | 7.78 | 0 | 0.4701 | 0.4795 | 0.4729 | 0 | 0 | 3.679 | 3.679 | F | T | F |  | 2019-06-01 |  | F
2__GENRG002 | ENRGG2 | Opus Energy Renewables Limited | EVENERGY | S |  | _G | North Western | DEFAULT__G |  | C | 0.002128 | 16.56 | 0 | 0.2559 | 0.2626 | 0.2579 | 0 | 0 | 4.271 | 4.271 | F | T | F |  | 2019-06-01 | F | F
2__GEOND000 | 2__GEOND000 | E.ON Energy Solutions Limited | PGENERGY | G |  | _G | North Western | DEFAULT__G |  | C | 0.002128 | 0 | -8 | 0.3232 | 0.3329 | 0.27 | -2.586 | -2.663 | 0 | 0 | F | T | F |  | 2019-06-01 |  | F
2__GEPHH000 | 2__GEPHH000 | Economy Power | ECON1 | G |  | _G | North Western | DEFAULT__G |  | C | 0.002128 | 0 | 0 | 0.5314 | 0.4963 | 0.27 | 0 | 0 | 0 | 0 | F | T | F |  | 2019-06-01 |  | F
2__GEQUI000 | 2__GEQUI000 | Equinicity Ltd | EQUIN | G |  | _G | North Western | DEFAULT__G |  | C | 0.002128 | 0 | 0 | 0.5314 | 0.4963 | 0.27 | 0 | 0 | 0 | 0 | F | T | F |  | 2019-06-19 |  | F
2__GESSL000 | 2__GESSL000 | Squeaky Clean Energy Limited | ESSL1015 | G |  | _G | North Western | DEFAULT__G |  | C | 0.002128 | 0 | -25.84 | 0.5314 | 0.4963 | 0.27 | -13.731 | -12.824 | 0 | 0 | F | T | F |  | 2019-06-01 |  | F
2__GEURO000 | 2__GEURO000 | Robin Hood Energy Limited | EUROPA | G |  | _G | North Western | DEFAULT__G |  | C | 0.002128 | 0 | -5.54 | 0.5881 | 0.611 | 0.27 | -3.258 | -3.385 | 0 | 0 | F | T | F |  | 2019-06-01 |  | F
2__GEUST000 | 2__GEUST000 | Euston Energy Limited | EUSTON | G |  | _G | North Western | DEFAULT__G |  | C | 0.002128 | 0 | 0 | 0.5314 | 0.4963 | 0.27 | 0 | 0 | 0 | 0 | F | T | F |  | 2019-06-01 |  | F
2__GEVER000 | 2__GEVER000 | Eversmart Energy Ltd | ENGQ | G |  | _G | North Western | DEFAULT__G |  | C | 0.002128 | 0 | 0 | 0.5314 | 0.4963 | 0.27 | 0 | 0 | 0 | 0 | F | T | F |  | 2019-06-01 |  | F
2__GEXGL000 | Exelon_G | Exelon Generation Limited | EXGENLIM | G |  | _G | North Western | DEFAULT__G |  | C | 0.002128 | 0 | 0 | 0.5314 | 0.4963 | 0.27 | 0 | 0 | 0 | 0 | F | T | F |  | 2019-06-01 |  | F
2__GFARA000 | 2__GFARA000 | URE Energy Limited | FARADAY | G |  | _G | North Western | DEFAULT__G |  | C | 0.002128 | 0 | 0 | 0.5314 | 0.4963 | 0.27 | 0 | 0 | 0 | 0 | F | T | F |  | 2019-06-01 |  | F
2__GFARR000 | 2__GFARR000 | Farringdon Energy Limited | FARRINGD | G |  | _G | North Western | DEFAULT__G |  | C | 0.002128 | 0 | 0 | 0.5314 | 0.4963 | 0.27 | 0 | 0 | 0 | 0 | F | T | F |  | 2019-06-01 |  | F
2__GFLEX000 | 2__GFLEX000 | Flexitricity Limited | FLEXTRCY | G |  | _G | North Western | DEFAULT__G |  | C | 0.002128 | 0 | 0 | 0.5314 | 0.4963 | 0.27 | 0 | 0 | 0 | 0 | F | T | F |  | 2019-06-01 |  | F
2__GFNRG000 | 2__GFNRG000 | Farmoor Energy Limited | FRENERGY | G |  | _G | North Western | DEFAULT__G |  | C | 0.002128 | 0 | 0 | 0.5314 | 0.4963 | 0.27 | 0 | 0 | 0 | 0 | F | T | F |  | 2019-06-01 |  | F
2__GFRST000 | 2__GFRST000 | Shell Energy Retail Limited | FRST01 | G |  | _G | North Western | DEFAULT__G |  | C | 0.002128 | 0 | -42.668 | 0.5467 | 0.5804 | 0.27 | -23.327 | -24.765 | 0 | 0 | F | T | F |  | 2019-06-28 |  | F
2__GFSEN000 | 2__GFSEN000 | F & S Energy Ltd | FSE0001 | G |  | _G | North Western | DEFAULT__G |  | C | 0.002128 | 0 | -2.023 | 0.5624 | 0.3445 | 0.27 | -1.138 | -0.697 | 0 | 0 | F | T | F |  | 2019-06-01 |  | F
2__GFSEN001 | 2_GFSEN001 | F & S Energy Ltd | FSE0001 | S |  | _G | North Western | DEFAULT__G |  | C | 0.002128 | 24 | 0 | 0.2299 | 0.2811 | 0.2449 | 0 | 0 | 5.878 | 5.878 | F | T | F |  | 2019-06-01 | F | F
2__GFXGL000 | 2__GFXGL000 | Foxglove Energy Supply Ltd | FOXGLOVE | G |  | _G | North Western | DEFAULT__G |  | C | 0.002128 | 0 | -2.8338 | 0.5415 | 0.57 | 0.27 | -1.535 | -1.615 | 0 | 0 | F | T | F |  | 2019-06-01 |  | F
2__GGALE000 | 2__GGALE000 | PLANET 9 ENERGY LTD | GALENA | G |  | _G | North Western | DEFAULT__G |  | C | 0.002128 | 0 | 0 | 0.5314 | 0.4963 | 0.27 | 0 | 0 | 0 | 0 | F | T | F |  | 2019-06-01 |  | F
2__GGANY000 | 2__GGANY000 | Solarplicity Supply Limited | GANYMEDE | G |  | _G | North Western | DEFAULT__G |  | C | 0.002128 | 3 | -2.47 | 0.5286 | 0.526 | 0.5369 | -1.306 | -1.299 | 1.586 | 1.578 | F | T | F |  | 2019-06-01 |  | F
2__GGESL000 | 2__GGESL000 | SO Energy Trading Limited | GOLD | G |  | _G | North Western | DEFAULT__G |  | C | 0.002128 | 0 | -12.216 | 0.5525 | 0.5859 | 0.27 | -6.749 | -7.157 | 0 | 0 | F | T | F |  | 2019-06-01 |  | F
2__GGETW000 | 2__GGETW000 | Utilita Energy Limited | UTILITA | G |  | _G | North Western | DEFAULT__G |  | C | 0.002128 | 0 | -52.767 | 0.5822 | 0.5971 | 0.27 | -30.721 | -31.507 | 0 | 0 | F | T | F |  | 2019-07-10 |  | F
2__GGLDE000 | 2__GGLDE000 | Golders Energy Limited | GOLDERS | G |  | _G | North Western | DEFAULT__G |  | C | 0.002128 | 0 | 0 | 0.5314 | 0.4963 | 0.27 | 0 | 0 | 0 | 0 | F | T | F |  | 2019-06-01 |  | F
2__GGMTR000 | 2__GGMTR000 | Gazprom M & T Retail Ltd | GMTR | G |  | _G | North Western | DEFAULT__G |  | C | 0.002128 | 48 | -65.082 | 0.6924 | 0.6662 | 0.27 | -45.063 | -43.358 | 33.235 | 31.978 | F | T | F |  | 2019-06-01 |  | F
2__GGMTX000 | 2__GGMTX000 | Gazprom M & T Retail Ltd | GMTR | G |  | _G | North Western | DEFAULT__G |  | C | 0.002128 | 0 | 0 | 0.5314 | 0.4963 | 0.27 | 0 | 0 | 0 | 0 | F | T | F |  | 2019-06-19 |  | F
2__GGNRG000 | 2__GGNRG000 | Green Energy (UK) Plc | GRNUKPLC | G |  | _G | North Western | DEFAULT__G |  | C | 0.002128 | 0 | 0 | 0.6987 | 0.6181 | 0.27 | 0 | 0 | 0 | 0 | F | T | F |  | 2019-06-01 |  | F
2__GGONG000 | 2__GGONG000 | Shell Energy Retail Limited | FRST01 | G |  | _G | North Western | DEFAULT__G |  | C | 0.002128 | 0 | 0 | 0.4051 | 0.4239 | 0.27 | 0 | 0 | 0 | 0 | F | T | F |  | 2019-06-01 |  | F
2__GHAVE000 | 2__GHAVE000 | Haven Power Ltd | HAVEN | G | NWP-HVN01 | _G | North Western | DEFAULT__G |  | C | 0.002128 | 61.354 | 0 | 0.5314 | 0.4963 | 0.27 | 0 | 0 | 16.566 | 16.566 | F | T | T |  | 2019-06-01 |  | F
2__GHAWK000 | 2__GHAWK000 | MAXEN POWER SUPPLY LIMITED | HAWKING | G |  | _G | North Western | DEFAULT__G |  | C | 0.002128 | 0 | 0 | 0.5314 | 0.4963 | 0.27 | 0 | 0 | 0 | 0 | F | T | F |  | 2019-06-01 |  | F
2__GHOLB000 | 2__GHOLB000 | Holborn Energy Limited | HOLBORN | G |  | _G | North Western | DEFAULT__G |  | C | 0.002128 | 0 | 0 | 0.5314 | 0.4963 | 0.27 | 0 | 0 | 0 | 0 | F | T | F |  | 2019-06-01 |  | F
2__GHOME000 | 2__GHOME000 | ENGIE Power Limited | RWETDL | G |  | _G | North Western | DEFAULT__G |  | C | 0.002128 | 0 | -8 | 0.5266 | 0.5579 | 0.27 | -4.213 | -4.463 | 0 | 0 | F | T | F |  | 2019-06-01 |  | F
2__GHPOW000 | 2__GHPOW000 | Haven Power Ltd | HAVEN | G | NWP-HPW01 | _G | North Western | DEFAULT__G |  | C | 0.002128 | 21.5 | -174 | 0.7944 | 0.6735 | 0.27 | -138.226 | -117.189 | 17.08 | 14.48 | F | T | T |  | 2019-06-26 |  | F
2__GHPOW001 | __GHPOW001 | Haven Power Ltd | HAVEN | S |  | _G | North Western | DEFAULT__G |  | C | 0.002128 | 62 | 0 | 0.5314 | 0.4963 | 0.27 | 0 | 0 | 16.74 | 16.74 | F | T | F |  | 2019-06-01 | F | F
2__GHPOW002 | __GHPOW002 | Haven Power Ltd | HAVEN | S |  | _G | North Western | DEFAULT__G |  | C | 0.002128 | 0 | 0 | 0.5314 | 0.4963 | 0.27 | 0 | 0 | 0 | 0 | F | T | F |  | 2019-06-01 | F | F
2__GHUDG000 | 2__GHUDG000 | Hudson Energy Supply UK Ltd | AMPERE | G |  | _G | North Western | DEFAULT__G |  | C | 0.002128 | 0 | 0 | 0.5314 | 0.4963 | 0.27 | 0 | 0 | 0 | 0 | F | T | F |  | 2019-06-01 |  | F
2__GHUDS000 | 2__GHUDS000 | Hudson Energy Supply UK Ltd | AMPERE | G |  | _G | North Western | DEFAULT__G |  | C | 0.002128 | 0 | -15.317 | 0.6582 | 0.4703 | 0.27 | -10.082 | -7.204 | 0 | 0 | F | T | F |  | 2019-07-03 |  | F
2__GHYDE000 | SSE SBMU1 - Norweb GSPG | SSE Electricity Limited | SWEL | G | NWP-SSE01 | _G | North Western | DEFAULT__G |  | C | 0.002128 | 0 | -2.8 | 0.5661 | 0.5952 | 0.27 | -1.585 | -1.667 | 0 | 0 | F | T | T |  | 2019-06-01 |  | F
2__GIAMP000 | 2__GIAMP000 | AMPowerUK Ltd | INVE | G |  | _G | North Western | DEFAULT__G |  | C | 0.002128 | 0 | 0 | 0.5314 | 0.4963 | 0.27 | 0 | 0 | 0 | 0 | F | T | F |  | 2019-06-01 |  | F
2__GIMPO000 | 2__GIMPO000 | SSE Energy Supply Limited | SSE | G | NWP-ATL01 | _G | North Western | DEFAULT__G |  | C | 0.002128 | 0 | -211.4 | 0.7011 | 0.5722 | 0.27 | -148.213 | -120.963 | 0 | 0 | F | T | T |  | 2019-06-01 |  | F
2__GINDE000 | INDE NORWEB | Npower Direct Limited | NITTWO01 | G | NWP-INE01 | _G | North Western | DEFAULT__G |  | C | 0.002128 | 0 | -15.364 | 0.5736 | 0.4751 | 0.27 | -8.813 | -7.299 | 0 | 0 | F | T | T |  | 2019-06-01 |  | F
2__GINVE000 | INVE_G | AMPowerUK Ltd | INVE | G |  | _G | North Western | DEFAULT__G |  | C | 0.002128 | 0 | 0 | 0.2991 | 0.2217 | 0.27 | 0 | 0 | 0 | 0 | F | T | F |  | 2019-06-01 |  | F
2__GIRES000 | NWP-IRS01 | Octopus Energy Limited | MERCURY | G |  | _G | North Western | DEFAULT__G |  | C | 0.002128 | 0 | 0 | 0.5314 | 0.4963 | 0.27 | 0 | 0 | 0 | 0 | F | T | F |  | 2019-07-17 |  | F
2__GIRID000 | 2__GIRID000 | PFP Energy Supplies Limited | IRIDIUM | G |  | _G | North Western | DEFAULT__G |  | C | 0.002128 | 0 | -6.2 | 0.5495 | 0.5792 | 0.27 | -3.407 | -3.591 | 0 | 0 | F | T | F |  | 2019-06-01 |  | F
2__GJERE000 | 2__GJERE000 | Hudson Energy Supply UK Ltd | AMPERE | G | GJERE000 | _G | North Western | DEFAULT__G |  | C | 0.002128 | 0 | -12 | 0.5537 | 0.5866 | 0.27 | -6.644 | -7.039 | 0 | 0 | F | T | F |  | 2019-06-21 |  | F
2__GKENS000 | 2__GKENS000 | Kensington Power Limited | KENSINGT | G |  | _G | North Western | DEFAULT__G |  | C | 0.002128 | 0 | -9.4 | 0.6385 | 0.4868 | 0.27 | -6.002 | -4.576 | 0 | 0 | F | T | F |  | 2019-06-01 |  | F
2__GLIGH000 | 2__GLIGH000 | MVV Environment Services Ltd | LIGHTNIN | G |  | _G | North Western | DEFAULT__G |  | C | 0.002128 | 0 | 0 | 0.5314 | 0.4963 | 0.27 | 0 | 0 | 0 | 0 | F | T | F |  | 2019-06-01 |  | F
2__GLILY000 | 2__GLILY000 | Delta Gas And Power Ltd | LILY | G |  | _G | North Western | DEFAULT__G |  | C | 0.002128 | 0 | 0 | 0.5314 | 0.4963 | 0.27 | 0 | 0 | 0 | 0 | F | T | F |  | 2019-06-01 |  | F
2__GLIME000 | 2__GLIME000 | Limejump Energy Limited | ANGEL | G |  | _G | North Western | DEFAULT__G |  | C | 0.002128 | 40 | 0 | 0.5314 | 0.4963 | 0.27 | 0 | 0 | 10.8 | 10.8 | F | T | F |  | 2019-06-01 |  | F
2__GLOND000 | LE Default BMUid NORW | EDF Energy Customers Ltd | LENCO | G | NWP-LON01 | _G | North Western | DEFAULT__G |  | C | 0.002128 | 0 | -310 | 0.761 | 0.6646 | 0.27 | -235.91 | -206.026 | 0 | 0 | F | T | T |  | 2019-06-01 |  | F
2__GLORM000 | Lorimer_G | E (GAS AND ELECTRICITY) LTD | LORM | G |  | _G | North Western | DEFAULT__G |  | C | 0.002128 | 0 | -7.52 | 0.5169 | 0.5479 | 0.27 | -3.887 | -4.12 | 0 | 0 | F | T | F |  | 2019-07-01 |  | F
2__GLUME000 | 2__GLUME000 | GNERGY Limited | LUMA | G |  | _G | North Western | DEFAULT__G |  | C | 0.002128 | 0 | 0 | 0.5369 | 0.5689 | 0.27 | 0 | 0 | 0 | 0 | F | T | F |  | 2019-06-01 |  | F
2__GLUMO000 | 2__GLUMO000 | OVO Electricity Ltd | OVOE | G |  | _G | North Western | DEFAULT__G |  | C | 0.002128 | 0 | 0 | 0.526 | 0.5559 | 0.27 | 0 | 0 | 0 | 0 | F | T | F |  | 2019-06-01 |  | F
2__GLVDR000 | 2__GLVDR000 | ESB ENERGY LTD | LAVENDER | G |  | _G | North Western | DEFAULT__G |  | C | 0.002128 | 0 | -2.918 | 0.4299 | 0.4549 | 0.27 | -1.254 | -1.327 | 0 | 0 | F | T | F |  | 2019-06-01 |  | F
2__GMAEL000 | 2__GMAEL000 | MA Energy Limited | MA200308 | G |  | _G | North Western | DEFAULT__G |  | C | 0.002128 | 0 | -1 | 0.6915 | 0.5641 | 0.27 | -0.692 | -0.564 | 0 | 0 | F | T | F |  | 2019-06-01 |  | F
2__GMAET000 | MA Energy Ltd | MA Energy Limited | MA200308 | G |  | _G | North Western | DEFAULT__G |  | C | 0.002128 | 0 | 0 | 0.5314 | 0.4963 | 0.27 | 0 | 0 | 0 | 0 | F | T | F |  | 2019-06-01 |  | F
2__GMAGN000 | 2__GMAGN000 | Orsted Power Sales (UK) Ltd | MAGNETIC | G |  | _G | North Western | DEFAULT__G |  | C | 0.002128 | 12 | -74 | 0.6786 | 0.5431 | 0.27 | -50.216 | -40.189 | 8.143 | 6.517 | F | T | F |  | 2019-06-01 |  | F
2__GMAIN000 | MAIN_G | e2m - energy trading ltd | MAIN | G |  | _G | North Western | DEFAULT__G |  | C | 0.002128 | 0 | 0 | 0.5314 | 0.4963 | 0.27 | 0 | 0 | 0 | 0 | F | T | F |  | 2019-06-01 |  | F
2__GMANW000 | 2__GMANW000 | SP Energy Retail Ltd | SPSUP01 | G | NWP-MNW01 | _G | North Western | DEFAULT__G |  | C | 0.002128 | 0 | -15.6 | 0.564 | 0.5949 | 0.27 | -8.798 | -9.28 | 0 | 0 | F | T | T |  | 2019-06-01 |  | F
2__GMARB000 | 2__GMARB000 | Marble Power Limited | MARBLE | G |  | _G | North Western | DEFAULT__G |  | C | 0.002128 | 0 | 0 | 0.2889 | 0.0519 | 0.27 | 0 | 0 | 0 | 0 | F | T | F |  | 2019-06-01 |  | F
2__GMARI000 | 2__GMARI000 | LOGICOR ENERGY LTD | MARIGOLD | G |  | _G | North Western | DEFAULT__G |  | C | 0.002128 | 0 | 0 | 0.5314 | 0.4963 | 0.27 | 0 | 0 | 0 | 0 | F | T | F |  | 2019-06-01 |  | F
2__GMATT000 | MATT_G | Mattina Limited | MATT | G |  | _G | North Western | DEFAULT__G |  | C | 0.002128 | 0 | 0 | 0.5314 | 0.4963 | 0.27 | 0 | 0 | 0 | 0 | F | T | F |  | 2019-06-01 |  | F
2__GMIDE000 | NPEC NORWEB Area MIDE | Npower Limited | NPOWER01 | G | NWP-MID01 | _G | North Western | DEFAULT__G |  | C | 0.002128 | 0 | -30.138 | 0.5493 | 0.5821 | 0.27 | -16.555 | -17.543 | 0 | 0 | F | T | T |  | 2019-06-01 |  | F
2__GMINT000 | 2__GMINT000 | Toucan Energy Limited | MINT | G |  | _G | North Western | DEFAULT__G |  | C | 0.002128 | 0 | 0 | 0.5314 | 0.4963 | 0.27 | 0 | 0 | 0 | 0 | F | T | F |  | 2019-06-01 |  | F
2__GMISS000 | MISS_G | MISSISSIPPI ENERGY LIMITED | MISS | G |  | _G | North Western | DEFAULT__G |  | C | 0.002128 | 0 | 0 | 0.5314 | 0.4963 | 0.27 | 0 | 0 | 0 | 0 | F | T | F |  | 2019-06-01 |  | F
2__GMONT000 | 2__GMONT000 | Monument Energy Limited | MONUMENT | G |  | _G | North Western | DEFAULT__G |  | C | 0.002128 | 0 | -4 | 0.4432 | 0.4653 | 0.27 | -1.773 | -1.861 | 0 | 0 | F | T | F |  | 2019-06-01 |  | F
2__GMRCY000 | 2__GMRCY000 | Octopus Energy Limited | MERCURY | G |  | _G | North Western | DEFAULT__G |  | C | 0.002128 | 4 | -44.965 | 0.4159 | 0.4415 | 0.27 | -18.701 | -19.852 | 1.664 | 1.766 | F | T | F |  | 2019-06-01 |  | F
2__GMTRL000 | 2__GMTRL000 | BROOK GREEN TRADING LIMITED | MISTRAL | G |  | _G | North Western | DEFAULT__G |  | C | 0.002128 | 0 | -13.2 | 0.5932 | 0.3701 | 0.27 | -7.83 | -4.885 | 0 | 0 | F | T | F |  | 2019-06-17 |  | F
2__GNATP000 | NPEC NORWEB Area NATP | Npower Limited | NPOWER01 | G | NWP-NPE01 | _G | North Western | DEFAULT__G |  | C | 0.002128 | 0 | -411 | 0.6883 | 0.5355 | 0.27 | -282.891 | -220.091 | 0 | 0 | F | T | T |  | 2019-06-01 |  | F
2__GNCKL000 | 2__GNCKL000 | SSE Electricity Limited | SWEL | G |  | _G | North Western | DEFAULT__G |  | C | 0.002128 | 0 | -0.38 | 0.5546 | 0.5856 | 0.27 | -0.211 | -0.223 | 0 | 0 | F | T | F |  | 2019-06-01 |  | F
2__GNEEB000 | 2__GNEEB000 | NPower Northern Supply Ltd | NEEB | G | NWP-NEE01 | _G | North Western | DEFAULT__G |  | C | 0.002128 | 0 | -142.856 | 0.579 | 0.5987 | 0.27 | -82.714 | -85.528 | 0 | 0 | F | T | T |  | 2019-06-01 |  | F
2__GNEVA000 | NEVA_G | NEVADA ENERGY LIMITED | NEVA | G |  | _G | North Western | DEFAULT__G |  | C | 0.002128 | 0 | 0 | 0.5314 | 0.4963 | 0.27 | 0 | 0 | 0 | 0 | F | T | F |  | 2019-06-01 |  | F
2__GNEWP000 | 2__GNEWP000 | Shell Energy Supply UK Ltd | NEWPORT | G |  | _G | North Western | DEFAULT__G |  | C | 0.002128 | 0 | -9.145 | 0.7955 | 0.8229 | 0.27 | -7.275 | -7.525 | 0 | 0 | F | T | F |  | 2019-06-01 |  | F
2__GNORW000 | 2__GNORW000 | E.ON Energy Solutions Limited | PGENERGY | G | NWP-NWP01 | _G | North Western | DEFAULT__G |  | C | 0.002128 | 0 | -232 | 0.6111 | 0.6264 | 0.27 | -141.775 | -145.325 | 0 | 0 | F | T | T |  | 2019-06-01 |  | F
2__GNUCE000 | 2__GNUCE000 | NDA | MAGNOX | G | NWP-MEC01 | _G | North Western | DEFAULT__G |  | C | 0.002128 | 0 | 0 | 0.5314 | 0.4963 | 0.27 | 0 | 0 | 0 | 0 | F | T | F |  | 2019-06-01 |  | F
2__GOGAS000 | 2__GOGAS000 | British Gas Trading Ltd | BRITGAS | G |  | _G | North Western | DEFAULT__G |  | C | 0.002128 | 0 | -0.698 | 0.5314 | 0.4963 | 0.27 | -0.371 | -0.346 | 0 | 0 | F | T | F |  | 2019-06-01 |  | F
2__GOPAL000 | 2__GOPAL000 | Avid Energy | OPAL0516 | G |  | _G | North Western | DEFAULT__G |  | C | 0.002128 | 0 | -1.9 | 0.4323 | 0.4546 | 0.27 | -0.821 | -0.864 | 0 | 0 | F | T | F |  | 2019-06-01 |  | F
2__GOREB000 | 2__GOREB000 | MoneyPlus Energy Limited | OREBA | G |  | _G | North Western | DEFAULT__G |  | C | 0.002128 | 0 | 0 | 0.5314 | 0.4963 | 0.27 | 0 | 0 | 0 | 0 | F | T | F |  | 2019-06-01 |  | F
2__GOREG000 | OREG_G | OREGON ENERGY LIMITED | OREG | G |  | _G | North Western | DEFAULT__G |  | C | 0.002128 | 0 | 0 | 0.5314 | 0.4963 | 0.27 | 0 | 0 | 0 | 0 | F | T | F |  | 2019-06-01 |  | F
2__GOSMI000 | 2__GOSMI000 | BRISTOL NRG TEC&SERV(SUPP) LTD | OSMIUM | G |  | _G | North Western | DEFAULT__G |  | C | 0.002128 | 3.7 | -3.562 | 0.6235 | 0.6066 | 0.27 | -2.221 | -2.161 | 2.307 | 2.244 | F | T | F |  | 2019-06-01 |  | F
2__GOVAL000 | 2__GOVAL000 | Oval Energy Limited | OVAL | G |  | _G | North Western | DEFAULT__G |  | C | 0.002128 | 0 | 0 | 0.5314 | 0.4963 | 0.27 | 0 | 0 | 0 | 0 | F | T | F |  | 2019-06-01 |  | F
2__GOVOE000 | 2__GOVOE000 | OVO Electricity Ltd | OVOE | G |  | _G | North Western | DEFAULT__G |  | C | 0.002128 | 0 | -53.98 | 0.5586 | 0.592 | 0.27 | -30.153 | -31.956 | 0 | 0 | F | T | F |  | 2019-06-24 |  | F
2__GOXPO000 | 2__GOXPO000 | Opus Energy Limited | OXFPOWER | G |  | _G | North Western | DEFAULT__G |  | C | 0.002128 | 0 | -50.34 | 0.6133 | 0.4932 | 0.27 | -30.874 | -24.828 | 0 | 0 | F | T | F |  | 2019-07-03 |  | F
2__GPADD000 | 2__GPADD000 | Paddington Power Limited | PADDINGT | G |  | _G | North Western | DEFAULT__G |  | C | 0.002128 | 0 | 0 | 0.5314 | 0.4963 | 0.27 | 0 | 0 | 0 | 0 | F | T | F |  | 2019-06-01 |  | F
2__GPALL000 | 2__GPALL000 | Palladium Energy Supply Ltd | PALLAD | G |  | _G | North Western | DEFAULT__G |  | C | 0.002128 | 0 | 0 | 0.5314 | 0.4963 | 0.27 | 0 | 0 | 0 | 0 | F | T | F |  | 2019-06-01 |  | F
2__GPERL000 | 2__GPERL000 | PERLE ENERGY LIMITED | PERLE | G |  | _G | North Western | DEFAULT__G |  | C | 0.002128 | 0 | 0 | 0.5314 | 0.4963 | 0.27 | 0 | 0 | 0 | 0 | F | T | F |  | 2019-06-01 |  | F
2__GPGEN000 | 2__GPGEN000 | E.ON UK plc | POWERGEN | G | NWP-PGU01 | _G | North Western | DEFAULT__G |  | C | 0.002128 | 38 | -215 | 0.7283 | 0.4956 | 0.27 | -156.585 | -106.554 | 27.675 | 18.833 | F | T | T |  | 2019-06-01 |  | F
2__GPILO000 | 2__GPILO000 | Tonik Energy Limited | PILO1015 | G |  | _G | North Western | DEFAULT__G |  | C | 0.002128 | 0 | -3.7 | 0.5127 | 0.5406 | 0.27 | -1.897 | -2 | 0 | 0 | F | T | F |  | 2019-06-01 |  | F
2__GPION000 | 2__GPION000 | Igloo Energy Supply Limited | PION1015 | G |  | _G | North Western | DEFAULT__G |  | C | 0.002128 | 0 | -0.8326 | 0.3621 | 0.3793 | 0.27 | -0.301 | -0.316 | 0 | 0 | F | T | F |  | 2019-06-01 |  | F
2__GPIRO000 | 2__GPIRO000 | Pirranello Energy Supply Ltd | PIRANELO | G |  | _G | North Western | DEFAULT__G |  | C | 0.002128 | 0 | 0 | 0.5314 | 0.4963 | 0.27 | 0 | 0 | 0 | 0 | F | T | F |  | 2019-06-01 |  | F
2__GPOWQ000 | PowerQ_G | Hartree Partners Supply UK | POWQ | G |  | _G | North Western | DEFAULT__G |  | C | 0.002128 | 15 | -2 | 0.5314 | 0.4963 | 0.27 | -1.063 | -0.993 | 7.971 | 7.445 | F | T | F |  | 2019-06-01 |  | F
2__GPROZ000 | PROZ_G | Dyce Energy Ltd | PROZ | G |  | _G | North Western | DEFAULT__G |  | C | 0.002128 | 0 | 0 | 0.5314 | 0.4963 | 0.27 | 0 | 0 | 0 | 0 | F | T | F |  | 2019-06-01 |  | F
2__GPSUK000 | NPEC NORWEB Area PSUK | Npower Limited | NPOWER01 | G |  | _G | North Western | DEFAULT__G |  | C | 0.002128 | 0 | -3.822 | 0.5727 | 0.6008 | 0.27 | -2.189 | -2.296 | 0 | 0 | F | T | F |  | 2019-06-01 |  | F
2__GPURE000 | 2__GPURE000 | Good Energy Limited | PURE | G |  | _G | North Western | DEFAULT__G |  | C | 0.002128 | 6.3 | -3.1 | 0.034 | 0.1688 | 0.27 | -0.105 | -0.523 | 0.214 | 1.063 | F | T | F |  | 2019-06-01 |  | F
2__GPUTY000 | 2__GPUTY000 | Putney Energy Limited | PUTNEY | G |  | _G | North Western | DEFAULT__G |  | C | 0.002128 | 0 | 0 | 0.5314 | 0.4963 | 0.27 | 0 | 0 | 0 | 0 | F | T | F |  | 2019-06-01 |  | F
2__GQEEN000 | 2__GQEEN000 | GoTo Energy (UK) Limited | QUEENS | G |  | _G | North Western | DEFAULT__G |  | C | 0.002128 | 0 | 0 | 0.5314 | 0.4963 | 0.27 | 0 | 0 | 0 | 0 | F | T | F |  | 2019-06-01 |  | F
2__GRAYL000 | 2__GRAYL000 | Victory Energy Supply Limited | RAYLEIGH | G |  | _G | North Western | DEFAULT__G |  | C | 0.002128 | 0 | 0 | 0.5314 | 0.4963 | 0.27 | 0 | 0 | 0 | 0 | F | T | F |  | 2019-06-01 |  | F
2__GREGE000 | 2__GREGE000 | Bulb Energy | REGENT | G |  | _G | North Western | DEFAULT__G |  | C | 0.002128 | 0 | -92 | 0.4487 | 0.4728 | 0.27 | -41.28 | -43.498 | 0 | 0 | F | T | F |  | 2019-06-01 |  | F
2__GRENC000 | 2__GRENC000 | The Renewable Energy Co Ltd | RENC | G | NWP-RNW01 | _G | North Western | DEFAULT__G |  | C | 0.002128 | 0 | 0 | 0.5314 | 0.4963 | 0.27 | 0 | 0 | 0 | 0 | F | T | F |  | 2019-06-01 |  | F
2__GRHOD000 | 2__GRHOD000 | Utilita Energy Limited | UTILITA | G |  | _G | North Western | DEFAULT__G |  | C | 0.002128 | 0 | -0.05 | 0.4396 | 0.4642 | 0.27 | -0.022 | -0.023 | 0 | 0 | F | T | F |  | 2019-06-01 |  | F
2__GROSE000 | 2__GROSE000 | Gas & Power Ltd TA Gulf G & P | ROSE | G |  | _G | North Western | DEFAULT__G |  | C | 0.002128 | 0 | -0.898 | 0.5 | 0.4795 | 0.27 | -0.449 | -0.431 | 0 | 0 | F | T | F |  | 2019-06-01 |  | F
2__GRUTH000 | 2__GRUTH000 | Rutherford Energy Supply Ltd | RUTHRFRD | G |  | _G | North Western | DEFAULT__G |  | C | 0.002128 | 0 | 0 | 0.5314 | 0.4963 | 0.27 | 0 | 0 | 0 | 0 | F | T | F |  | 2019-06-01 |  | F
2__GRWED000 | 2__GRWED000 | ENGIE Power Limited | RWETDL | G | NWP-GDF01 | _G | North Western | DEFAULT__G |  | C | 0.002128 | 20 | -94 | 0.6563 | 0.4892 | 0.27 | -61.692 | -45.985 | 13.126 | 9.784 | F | T | T |  | 2019-06-01 |  | F
2__GSANT000 | 2__GSANT000 | Nabuh Energy Limited | SANT1015 | G |  | _G | North Western | DEFAULT__G |  | C | 0.002128 | 0 | -1.138 | 0.4786 | 0.5035 | 0.27 | -0.545 | -0.573 | 0 | 0 | F | T | F |  | 2019-06-01 |  | F
2__GSAPH000 | 2__GSAPH000 | ElectroRoute Energy Limited | SAPHIR | G |  | _G | North Western | DEFAULT__G |  | C | 0.002128 | 0 | 0 | 0.5314 | 0.4963 | 0.27 | 0 | 0 | 0 | 0 | F | T | F |  | 2019-06-01 |  | F
2__GSATU000 | 2__GSATU000 | Satus Energy Limited | SATUS | G |  | _G | North Western | DEFAULT__G |  | C | 0.002128 | 0 | 0 | 0.5314 | 0.4963 | 0.27 | 0 | 0 | 0 | 0 | F | T | F |  | 2019-06-01 |  | F
2__GSCAF000 | 2__GSCAF000 | Valda Energy Limited | SCAFELL | G |  | _G | North Western | DEFAULT__G |  | C | 0.002128 | 0 | 0 | 0.5314 | 0.4963 | 0.27 | 0 | 0 | 0 | 0 | F | T | F |  | 2019-06-01 |  | F
2__GSEEB000 | 2__GSEEB000 | EDF Energy Customers Ltd | LENCO | G | NWP-SEE01 | _G | North Western | DEFAULT__G |  | C | 0.002128 | 0 | -4 | 0.7388 | 0.6371 | 0.27 | -2.955 | -2.548 | 0 | 0 | F | T | T |  | 2019-06-01 |  | F
2__GSEEE000 | 2__GSEEE000 | Shell Energy Europe Limited | SHELL2 | G |  | _G | North Western | DEFAULT__G |  | C | 0.002128 | 0 | -6 | 0.5314 | 0.4963 | 0.27 | -3.188 | -2.978 | 0 | 0 | F | T | F |  | 2019-06-01 |  | F
2__GSIMC000 | 2__GSIMC000 | SIMCOE ENERGY LIMITED | SIMCOE | G |  | _G | North Western | DEFAULT__G |  | C | 0.002128 | 0 | 0 | 0.5314 | 0.4963 | 0.27 | 0 | 0 | 0 | 0 | F | T | F |  | 2019-06-01 |  | F
2__GSING000 | SING_G | United Gas & Power Trading Ltd | SING | G |  | _G | North Western | DEFAULT__G |  | C | 0.002128 | 0 | -1.98 | 0.5314 | 0.4963 | 0.27 | -1.052 | -0.983 | 0 | 0 | F | T | F |  | 2019-06-01 |  | F
2__GSINQ000 | Sinq_G | Sinq Power Ltd | SINQ | G |  | _G | North Western | DEFAULT__G |  | C | 0.002128 | 0 | -2.8 | 0.5855 | 0.4723 | 0.27 | -1.639 | -1.322 | 0 | 0 | F | T | F |  | 2019-06-01 |  | F
2__GSIRO000 | 2__GSIRO000 | Hudson Energy Supply UK Ltd | AMPERE | G |  | _G | North Western | DEFAULT__G |  | C | 0.002128 | 0 | 0 | 0.5314 | 0.4963 | 0.27 | 0 | 0 | 0 | 0 | F | T | F |  | 2019-06-01 |  | F
2__GSKLN000 | 2__GSKLN000 | Skylane Energy Supply Ltd | SKYLANE | G |  | _G | North Western | DEFAULT__G |  | C | 0.002128 | 0 | 0 | 0.5314 | 0.4963 | 0.27 | 0 | 0 | 0 | 0 | F | T | F |  | 2019-06-01 |  | F
2__GSLVR000 | 2__GSLVR000 | CNG Electricity Limited | SILVER | G |  | _G | North Western | DEFAULT__G |  | C | 0.002128 | 0.106 | -0.03 | 0.65 | 0.5 | 0.6 | -0.02 | -0.015 | 0.069 | 0.053 | F | T | F |  | 2019-06-01 |  | F
2__GSMAR000 | 2__GSMAR000 | Smartestenergy Limited | SMARTEST | G | NWP-SEL01 | _G | North Western | DEFAULT__G |  | C | 0.002128 | 58 | -92 | 0.6772 | 0.4929 | 0.27 | -62.302 | -45.347 | 39.278 | 28.588 | F | T | T |  | 2019-06-01 |  | F
2__GSNFR000 | 2__GSNFR000 | Sunflower Energy Supply Ltd | SUNFLOWE | G |  | _G | North Western | DEFAULT__G |  | C | 0.002128 | 0 | 0 | 0.5314 | 0.4963 | 0.27 | 0 | 0 | 0 | 0 | F | T | F |  | 2019-06-01 |  | F
2__GSOUT000 | SE SBMU1 - Norweb GSPG | SSE Electricity Limited | SWEL | G | NWP-STH01 | _G | North Western | DEFAULT__G |  | C | 0.002128 | 0 | -87.4 | 0.556 | 0.588 | 0.27 | -48.594 | -51.391 | 0 | 0 | F | T | T |  | 2019-06-01 |  | F
2__GSPAL000 | 2__GSPAL000 | Home Energy Trading Ltd | SPALT | G |  | _G | North Western | DEFAULT__G |  | C | 0.002128 | 0 | 0 | 0.5314 | 0.4963 | 0.27 | 0 | 0 | 0 | 0 | F | T | F |  | 2019-06-01 |  | F
2__GSPOW000 | 2__GSPOW000 | SP Energy Retail Ltd | SPSUP01 | G | NWP-SPC01 | _G | North Western | DEFAULT__G |  | C | 0.002128 | 89 | -240.6 | 0.7338 | 0.5961 | 0.27 | -176.552 | -143.422 | 65.308 | 53.053 | F | T | T |  | 2019-06-01 |  | F
2__GSPRK000 | 2__GSPRK000 | OVO Electricity Ltd | OVOE | G |  | _G | North Western | DEFAULT__G |  | C | 0.002128 | 0 | -10.38 | 0.5757 | 0.6061 | 0.27 | -5.976 | -6.291 | 0 | 0 | F | T | F |  | 2019-06-01 |  | F
2__GSQKY000 | 2__GSQKY000 | Squeaky Clean Energy Limited | ESSL1015 | G |  | _G | North Western | DEFAULT__G |  | C | 0.002128 | 0 | 0 | 0.5314 | 0.4963 | 0.27 | 0 | 0 | 0 | 0 | F | T | F |  | 2019-07-17 |  | F
2__GSTAT000 | STAT G North West | Statkraft Markets Gmbh | STATKRA1 | G |  | _G | North Western | DEFAULT__G |  | C | 0.002128 | 148 | 0 | 0.2565 | 0.2598 | 0.2575 | 0 | 0 | 38.11 | 38.11 | F | T | F |  | 2019-06-01 |  | F
2__GSWAE000 | SWA SBMU1 - Norweb GSPG | SSE Electricity Limited | SWEL | G | NWP-SWA01 | _G | North Western | DEFAULT__G |  | C | 0.002128 | 0 | -0.4 | 0.5754 | 0.6076 | 0.27 | -0.23 | -0.243 | 0 | 0 | F | T | T |  | 2019-06-01 |  | F
2__GSWDP000 | 2__GSWDP000 | Snowdrop Energy Supply Ltd | SNOWDROP | G |  | _G | North Western | DEFAULT__G |  | C | 0.002128 | 0.516 | 0 | 0.5091 | 0.5413 | 0.5182 | 0 | 0 | 0.267 | 0.267 | F | T | F |  | 2019-06-01 |  | F
2__GSWEB000 | SWEB Default BMUid NORW | EDF Energy Customers Ltd | LENCO | G | NWP-SWT01 | _G | North Western | DEFAULT__G |  | C | 0.002128 | 0 | -4 | 0.5949 | 0.6161 | 0.27 | -2.38 | -2.464 | 0 | 0 | F | T | T |  | 2019-06-01 |  | F
2__GSWEL000 | SWL SBMU1 - Norweb GSPG | SSE Electricity Limited | SWEL | G |  | _G | North Western | DEFAULT__G |  | C | 0.002128 | 0 | 0 | 0.5314 | 0.4963 | 0.27 | 0 | 0 | 0 | 0 | F | T | F |  | 2019-06-01 |  | F
2__GSYMB000 | 2__GSYMB000 | Symbio Energy Ltd | SYMBIO18 | G | NWP-SYM01 | _G | North Western | DEFAULT__G |  | C | 0.002128 | 0 | -0.002 | 0.6 | 0.6 | 0.27 | -0.001 | -0.001 | 0 | 0 | F | T | T |  | 2019-06-01 |  | F
2__GTEMP000 | 2__GTEMP000 | Temple Energy Limited | TEMPLE | G |  | _G | North Western | DEFAULT__G |  | C | 0.002128 | 0 | 0 | 0.5314 | 0.4963 | 0.27 | 0 | 0 | 0 | 0 | F | T | F |  | 2019-06-01 |  | F
2__GTEXA000 | TEXA_G | AVRO COMMERCIAL ENERGY | TEXA | G |  | _G | North Western | DEFAULT__G |  | C | 0.002128 | 0 | 0 | 0.5314 | 0.4963 | 0.27 | 0 | 0 | 0 | 0 | F | T | F |  | 2019-06-01 |  | F
2__GTGPL000 | 2__GTGPL000 | Total Gas & Power Ltd | TFEGP | G | NWP-TFE01 | _G | North Western | DEFAULT__G |  | C | 0.002128 | 84 | -194 | 0.5109 | 0.3464 | 0.27 | -99.115 | -67.202 | 42.916 | 29.098 | F | T | T |  | 2019-06-01 |  | F
2__GTHLE000 | 2__GTHLE000 | Orbit Energy Limited | THISTLE | G |  | _G | North Western | DEFAULT__G |  | C | 0.002128 | 0 | 0 | 0.2927 | 0.3073 | 0.27 | 0 | 0 | 0 | 0 | F | T | F |  | 2019-06-01 |  | F
2__GTHRE000 | 2__GTHRE000 | Corona Energy Retail 4 Limited | SUPELEC3 | G |  | _G | North Western | DEFAULT__G |  | C | 0.002128 | 0 | -9 | 0.5997 | 0.429 | 0.27 | -5.397 | -3.861 | 0 | 0 | F | T | F |  | 2019-06-01 |  | F
2__GTILL000 | 2__GTILL000 | TILLICUM ENERGY LIMITED | TILLICUM | G |  | _G | North Western | DEFAULT__G |  | C | 0.002128 | 0 | 0 | 0.5314 | 0.4963 | 0.27 | 0 | 0 | 0 | 0 | F | T | F |  | 2019-06-01 |  | F
2__GTLWD000 | 2__GTLWD000 | BRUNTWOOD ENERGY SERVICES LTD | TAILWIND | G |  | _G | North Western | DEFAULT__G |  | C | 0.002128 | 0 | -8.706 | 0.5722 | 0.3756 | 0.27 | -4.982 | -3.27 | 0 | 0 | F | T | F |  | 2019-06-01 |  | F
2__GTNDO000 | 2__GTNDO000 | Pozitive Energy Limited | TORNADO | G |  | _G | North Western | DEFAULT__G |  | C | 0.002128 | 0 | -12 | 0.543 | 0.4512 | 0.27 | -6.516 | -5.414 | 0 | 0 | F | T | F |  | 2019-06-01 |  | F
2__GTOGO000 | 2__GTOGO000 | TOGETHER ENERGY SUPPLY LIMITED | AZACCA | G |  | _G | North Western | DEFAULT__G |  | C | 0.002128 | 0 | 0 | 0.5314 | 0.4963 | 0.27 | 0 | 0 | 0 | 0 | F | T | F |  | 2019-06-01 |  | F
2__GTONB000 | 2__GTONB000 | Tonik Energy Limited | PILO1015 | G |  | _G | North Western | DEFAULT__G |  | C | 0.002128 | 0 | 0 | 0.5314 | 0.4963 | 0.27 | 0 | 0 | 0 | 0 | F | T | F |  | 2019-06-01 |  | F
2__GTOTO000 | 2__GTOTO000 | TOTO Energy Limited | COVENT | G |  | _G | North Western | DEFAULT__G |  | C | 0.002128 | 0 | 0 | 0.5314 | 0.4963 | 0.27 | 0 | 0 | 0 | 0 | F | T | F |  | 2019-06-01 |  | F
2__GTRAM000 | Tramonto_G | Switch Business Gas and Power | TRAM | G |  | _G | North Western | DEFAULT__G |  | C | 0.002128 | 0 | -0.0046 | 0.5095 | 0.4071 | 0.27 | -0.002 | -0.002 | 0 | 0 | F | T | F |  | 2019-06-01 |  | F
2__GTREX000 | 2__GTREX000 | POWER4ALL Limited | POWER4 | G |  | _G | North Western | DEFAULT__G |  | C | 0.002128 | 0.3 | -20.8 | 0.7114 | 0.6822 | 0.27 | -14.797 | -14.19 | 0.213 | 0.205 | F | T | F |  | 2019-06-01 |  | F
2__GTULP000 | 2__GTULP000 | PURE PLANET LIMITED | TULIP | G |  | _G | North Western | DEFAULT__G |  | C | 0.002128 | 0 | -13.404 | 0.4066 | 0.4322 | 0.27 | -5.45 | -5.793 | 0 | 0 | F | T | F |  | 2019-06-27 |  | F
2__GUKPR000 | UK_Power_Reserve_G | UK Power Reserve Limited | UKPR | G |  | _G | North Western | DEFAULT__G |  | C | 0.002128 | 110 | -20 | 0.1475 | 0.084 | 0.27 | -2.95 | -1.68 | 16.225 | 9.24 | F | T | F |  | 2019-06-01 |  | F
2__GVAVU000 | VAVU_G | Vavu Power Limited | VAVU | G |  | _G | North Western | DEFAULT__G |  | C | 0.002128 | 0 | 0 | 0.5314 | 0.4963 | 0.27 | 0 | 0 | 0 | 0 | F | T | F |  | 2019-06-01 |  | F
2__GVERM000 | VERM_G | ENERGISE BRITAIN GAS & ELEC | VERM | G |  | _G | North Western | DEFAULT__G |  | C | 0.002128 | 0 | 0 | 0.5314 | 0.4963 | 0.27 | 0 | 0 | 0 | 0 | F | T | F |  | 2019-06-01 |  | F
2__GVETS000 | VTS_GSP_G_007 | Vattenfall Energy Trading | VTS | G |  | _G | North Western | DEFAULT__G |  | C | 0.002128 | 0 | 0 | 0.5314 | 0.4963 | 0.27 | 0 | 0 | 0 | 0 | F | T | F |  | 2019-06-01 |  | F
2__GVIPR000 | 2__GVIPR000 | Viper Energy Supply Ltd | VIPER | G |  | _G | North Western | DEFAULT__G |  | C | 0.002128 | 0 | 0 | 0.5314 | 0.4963 | 0.27 | 0 | 0 | 0 | 0 | F | T | F |  | 2019-06-01 |  | F
2__GVIRG000 | VIRG_G | Green Energy Supply Limited | VIRG | G |  | _G | North Western | DEFAULT__G |  | C | 0.002128 | 0 | 0 | 0.5314 | 0.4963 | 0.27 | 0 | 0 | 0 | 0 | F | T | F |  | 2019-06-01 |  | F
2__GVNGA000 | 2__GVNGA000 | Venga Energy Supply Ltd | VENGA | G |  | _G | North Western | DEFAULT__G |  | C | 0.002128 | 0 | 0 | 0.5314 | 0.4963 | 0.27 | 0 | 0 | 0 | 0 | F | T | F |  | 2019-06-01 |  | F
2__GVNQT000 | 2__GVNQT000 | Vanquist Energy Supply Ltd | VANQUIST | G |  | _G | North Western | DEFAULT__G |  | C | 0.002128 | 0 | 0 | 0.5314 | 0.4963 | 0.27 | 0 | 0 | 0 | 0 | F | T | F |  | 2019-06-01 |  | F
2__GVOLT000 | 2__GVOLT000 | Co-operative Energy Limited | VOLA | G |  | _G | North Western | DEFAULT__G |  | C | 0.002128 | 4.47 | -12.926 | 0.5597 | 0.5914 | 0.27 | -7.235 | -7.644 | 2.502 | 2.644 | F | T | F |  | 2019-06-01 |  | F
2__GWASH000 | WASH_G | Utility Point Limited | WASH | G |  | _G | North Western | DEFAULT__G |  | C | 0.002128 | 0 | -6.136 | 0.4388 | 0.4628 | 0.27 | -2.692 | -2.84 | 0 | 0 | F | T | F |  | 2019-06-01 |  | F
2__GWILL000 | 2__GWILL000 | WILLAMETTE ENERGY LIMITED | WILLAMET | G |  | _G | North Western | DEFAULT__G |  | C | 0.002128 | 0 | 0 | 0.5314 | 0.4963 | 0.27 | 0 | 0 | 0 | 0 | F | T | F |  | 2019-06-01 |  | F
2__GYELG000 | _G Default BM NORWEB | NPower Yorkshire Supply Ltd | YE | G | NWP-YEP01 | _G | North Western | DEFAULT__G |  | C | 0.002128 | 0 | -0.422 | 0.5746 | 0.6052 | 0.27 | -0.242 | -0.255 | 0 | 0 | F | T | T |  | 2019-06-01 |  | F
2__GYNRG000 | 2__GYNRG000 | Daisy Energy Supply Ltd | DAISY | G |  | _G | North Western | DEFAULT__G |  | C | 0.002128 | 0 | 0 | 0.5314 | 0.4963 | 0.27 | 0 | 0 | 0 | 0 | F | T | F |  | 2019-06-19 |  | F
2__GZPYR000 | 2__GZPYR000 | Green Network Energy Limited | ZEPHYR | G |  | _G | North Western | DEFAULT__G |  | C | 0.002128 | 0 | -14.86 | 0.5265 | 0.558 | 0.27 | -7.824 | -8.292 | 0 | 0 | F | T | F |  | 2019-07-22 | F | F
2__GZYTH000 | 2__GZYTH000 | ZYTHOS ENERGY LIMITED | ZYTHOS | G |  | _G | North Western | DEFAULT__G |  | C | 0.002128 | 0 | 0 | 0.5314 | 0.4963 | 0.27 | 0 | 0 | 0 | 0 | F | T | F |  | 2019-06-01 |  | F
2__HALAB000 | ALAB_H | ALABAMA ENERGY LIMITED | ALAB | G |  | _H | Southern | DEFAULT__H |  | C | 0.0071618 | 0 | 0 | 0.5085 | 0.4818 | 0.27 | 0 | 0 | 0 | 0 | F | T | F |  | 2019-06-01 |  | F
2__HALAS000 | ALAS_H | ALASKA ENERGY LIMITED | ALAS | G |  | _H | Southern | DEFAULT__H |  | C | 0.0071618 | 0 | 0 | 0.5085 | 0.4818 | 0.27 | 0 | 0 | 0 | 0 | F | T | F |  | 2019-06-01 |  | F
2__HALTI000 | 2__HALTI000 | Co-operative Energy Limited | VOLA | G |  | _H | Southern | DEFAULT__H |  | C | 0.0071618 | 0 | -3.0114 | 0.5581 | 0.5898 | 0.27 | -1.681 | -1.776 | 0 | 0 | F | T | F |  | 2019-06-01 |  | F
2__HANGE000 | 2__HANGE000 | Limejump Energy Limited | ANGEL | G |  | _H | Southern | DEFAULT__H |  | C | 0.0071618 | 52.717 | 0 | 0.3156 | 0.3142 | 0.3152 | 0 | 0 | 16.616 | 16.616 | F | T | F |  | 2019-06-01 |  | F
2__HANGE001 | 2__HANGE001 | Limejump Energy Limited | ANGEL | S | AG-HLIM01 | _H | Southern | DEFAULT__H |  | C | 0.0071618 | 50 | 0 | 0.5085 | 0.4818 | 0.27 | 0 | 0 | 13.5 | 13.5 | F | T | T |  | 2019-06-01 | F | F
2__HANGE002 | 2__HANGE002 | Limejump Energy Limited | ANGEL | S |  | _H | Southern | DEFAULT__H |  | C | 0.0071618 | 50 | 0 | 0.5085 | 0.4818 | 0.27 | 0 | 0 | 13.5 | 13.5 | F | T | F |  | 2019-06-01 | F | F
2__HARIZ000 | ARIZ_H | Simplicity Energy Limited | ARIZ | G |  | _H | Southern | DEFAULT__H |  | C | 0.0071618 | 0 | -2.757 | 0.3047 | 0.3188 | 0.27 | -0.84 | -0.879 | 0 | 0 | F | T | F |  | 2019-06-19 |  | F
2__HARRU000 | 2__HARRU000 | BlueGreen Energy Services | ARRUZZI | G |  | _H | Southern | DEFAULT__H |  | C | 0.0071618 | 0 | 0 | 0.5085 | 0.4818 | 0.27 | 0 | 0 | 0 | 0 | F | T | F |  | 2019-06-01 |  | F
2__HAVRO000 | AVRO_H | AVRO ENERGY LIMITED | AVRO | G |  | _H | Southern | DEFAULT__H |  | C | 0.0071618 | 0 | -27 | 0.4952 | 0.5243 | 0.27 | -13.37 | -14.156 | 0 | 0 | F | T | F |  | 2019-06-12 |  | F
2__HAXIS000 | 2__HAXIS000 | Axis Telecom Ltd | AXISTELE | G |  | _H | Southern | DEFAULT__H |  | C | 0.0071618 | 0 | 0 | 0.6097 | 0.5112 | 0.27 | 0 | 0 | 0 | 0 | F | T | F |  | 2019-06-01 |  | F
2__HAXPO000 | 2__HAXPO000 | AXPO UK LIMITED | EGLUK | G | STH-AXPO1 | _H | Southern | DEFAULT__H |  | C | 0.0071618 | 53 | -17 | 0.2524 | 0.3004 | 0.27 | -4.291 | -5.107 | 13.377 | 15.921 | F | T | F |  | 2019-06-01 |  | F
2__HAZAC000 | 2__HAZAC000 | TOGETHER ENERGY SUPPLY LIMITED | AZACCA | G |  | _H | Southern | DEFAULT__H |  | C | 0.0071618 | 0 | 0 | 0.1257 | 0.1629 | 0.27 | 0 | 0 | 0 | 0 | F | T | F |  | 2019-06-01 |  | F
2__HBARB000 | 2__HBARB000 | Barbican Power Limited | BARBICAN | G |  | _H | Southern | DEFAULT__H |  | C | 0.0071618 | 0 | 0 | 0.5085 | 0.4818 | 0.27 | 0 | 0 | 0 | 0 | F | T | F |  | 2019-06-01 |  | F
2__HBAYS000 | 2__HBAYS000 | Bayswater Energy Limited | BAYSWATE | G |  | _H | Southern | DEFAULT__H |  | C | 0.0071618 | 0 | 0 | 0.5085 | 0.4818 | 0.27 | 0 | 0 | 0 | 0 | F | T | F |  | 2019-06-01 |  | F
2__HBCFC000 | 2__HBCFC000 | Octopus Energy Limited | MERCURY | G |  | _H | Southern | DEFAULT__H |  | C | 0.0071618 | 0 | 0 | 0.5 | 0.525 | 0.27 | 0 | 0 | 0 | 0 | F | T | F |  | 2019-06-01 |  | F
2__HBELS000 | 2__HBELS000 | Belsize Energy Limited | BELSIZE | G |  | _H | Southern | DEFAULT__H |  | C | 0.0071618 | 0 | 0 | 0.5085 | 0.4818 | 0.27 | 0 | 0 | 0 | 0 | F | T | F |  | 2019-06-01 |  | F
2__HBETH000 | 2__HBETH000 | Mongoose Energy Supply Limited | BETHNAL | G |  | _H | Southern | DEFAULT__H |  | C | 0.0071618 | 0 | 0 | 0.5085 | 0.4818 | 0.27 | 0 | 0 | 0 | 0 | F | T | F |  | 2019-06-01 |  | F
2__HBGAS000 | 2__HBGAS000 | British Gas Trading Ltd | BRITGAS | G | STH-BGS01 | _H | Southern | DEFAULT__H |  | C | 0.0071618 | 0 | -284.359 | 0.5642 | 0.5971 | 0.27 | -160.435 | -169.791 | 0 | 0 | F | T | T |  | 2019-06-19 |  | F
2__HBIZZ000 | 2__HBIZZ000 | British Gas Trading Ltd | BRITGAS | G | STH-BIZ01 | _H | Southern | DEFAULT__H |  | C | 0.0071618 | 0 | -6.577 | 0.3955 | 0.3134 | 0.27 | -2.601 | -2.061 | 0 | 0 | F | T | F |  | 2019-06-01 |  | F
2__HBLBL000 | 2__HBLBL000 | Bluebell Energy Supply Ltd | BLUEBELL | G |  | _H | Southern | DEFAULT__H |  | C | 0.0071618 | 0 | 0 | 0.5085 | 0.4818 | 0.27 | 0 | 0 | 0 | 0 | F | T | F |  | 2019-06-01 |  | F
2__HBNRG000 | 2__HBNRG000 | Electricity Plus Supply Ltd | BAENERGY | G |  | _H | Southern | DEFAULT__H |  | C | 0.0071618 | 0 | -63.992 | 0.5951 | 0.6116 | 0.27 | -38.082 | -39.138 | 0 | 0 | F | T | F |  | 2019-06-01 |  | F
2__HBORE000 | 2__HBORE000 | Zebra Power Limited | BOR | G |  | _H | Southern | DEFAULT__H |  | C | 0.0071618 | 0 | -0.07 | 0.5621 | 0.5937 | 0.27 | -0.039 | -0.042 | 0 | 0 | F | T | F |  | 2019-06-01 |  | F
2__HBORO000 | 2__HBORO000 | Borough Energy Limited | BOROUGH | G |  | _H | Southern | DEFAULT__H |  | C | 0.0071618 | 0 | 0 | 0.5085 | 0.4818 | 0.27 | 0 | 0 | 0 | 0 | F | T | F |  | 2019-06-01 |  | F
2__HBPGM000 | 2__HBPGM000 | BP Gas Marketing Limited | BPGAS | G |  | _H | Southern | DEFAULT__H |  | C | 0.0071618 | 0 | 0 | 0.5085 | 0.4818 | 0.27 | 0 | 0 | 0 | 0 | F | T | F |  | 2019-06-01 |  | F
2__HBREZ000 | 2__HBREZ000 | Breeze Energy Supply Ltd | BREEZE | G |  | _H | Southern | DEFAULT__H |  | C | 0.0071618 | 2.926 | -1.638 | 0.5496 | 0.5823 | 0.27 | -0.9 | -0.954 | 1.608 | 1.704 | F | T | F |  | 2019-06-01 |  | F
2__HBRZE000 | 2__HBRZE000 | arto.energy Ltd | BRONZE | G |  | _H | Southern | DEFAULT__H |  | C | 0.0071618 | 0 | 0 | 0.5085 | 0.4818 | 0.27 | 0 | 0 | 0 | 0 | F | T | F |  | 2019-06-01 |  | F
2__HBULN000 | 2__HBULN000 | Bryt Energy Limited | BULLION | G |  | _H | Southern | DEFAULT__H |  | C | 0.0071618 | 0 | -17 | 0.6611 | 0.4442 | 0.27 | -11.239 | -7.551 | 0 | 0 | F | T | F |  | 2019-06-01 |  | F
2__HCALI000 | 2__HCALI000 | Callesti Energy Supply Limited | CALLESTI | G |  | _H | Southern | DEFAULT__H |  | C | 0.0071618 | 0 | 0 | 0.5085 | 0.4818 | 0.27 | 0 | 0 | 0 | 0 | F | T | F |  | 2019-06-01 |  | F
2__HCALL000 | 2__HCALL000 | SP Energy Retail Ltd | SPSUP01 | G |  | _H | Southern | DEFAULT__H |  | C | 0.0071618 | 0 | -21.4 | 0.7041 | 0.6618 | 0.27 | -15.068 | -14.163 | 0 | 0 | F | T | F |  | 2019-06-01 |  | F
2__HCBRA000 | 2__HCBRA000 | Cabra Energy Supply Ltd | CABRA | G |  | _H | Southern | DEFAULT__H |  | C | 0.0071618 | 0 | 0 | 0.5085 | 0.4818 | 0.27 | 0 | 0 | 0 | 0 | F | T | F |  | 2019-06-01 |  | F
2__HCFWR000 | 2__HCFWR000 | Eddington Energy Supply Ltd | EDDINGTN | G |  | _H | Southern | DEFAULT__H |  | C | 0.0071618 | 0 | 0 | 0.5654 | 0.5983 | 0.27 | 0 | 0 | 0 | 0 | F | T | F |  | 2019-06-01 |  | F
2__HCILI000 | 2__HCILI000 | Cilleni Energy Supply Limited | CILLENI | G |  | _H | Southern | DEFAULT__H |  | C | 0.0071618 | 0 | 0 | 0.5085 | 0.4818 | 0.27 | 0 | 0 | 0 | 0 | F | T | F |  | 2019-06-01 |  | F
2__HCIRC000 | 2__HCIRC000 | Flow Energy Ltd | CIRCUIT | G |  | _H | Southern | DEFAULT__H |  | C | 0.0071618 | 0 | -13.4472 | 0.5922 | 0.6226 | 0.27 | -7.963 | -8.372 | 0 | 0 | F | T | F |  | 2019-06-01 |  | F
2__HCIRC001 | FLOWHH_H1 | Flow Energy Ltd | CIRCUIT | S |  | _H | Southern | DEFAULT__H |  | C | 0.0071618 | 0 | 0 | 0.5085 | 0.4818 | 0.27 | 0 | 0 | 0 | 0 | F | T | F |  | 2019-06-01 | F | F
2__HCMRO000 | 2__HCMRO000 | Camaro Energy Supply Ltd | CAMARO | G |  | _H | Southern | DEFAULT__H |  | C | 0.0071618 | 0 | 0 | 0.5085 | 0.4818 | 0.27 | 0 | 0 | 0 | 0 | F | T | F |  | 2019-06-01 |  | F
2__HCNDL000 | 2__HCNDL000 | NEAS Energy Ltd. | CNDA | G |  | _H | Southern | DEFAULT__H |  | C | 0.0071618 | 2880 | 0 | 0.2435 | 0.2349 | 0.241 | 0 | 0 | 694.08 | 694.08 | F | T | F |  | 2019-06-01 |  | F
2__HCNRG000 | 2__HCNRG000 | Opus Energy (Corporate) Ltd | CHENERGY | G |  | _H | Southern | DEFAULT__H |  | C | 0.0071618 | 0 | -51.5 | 0.6205 | 0.4771 | 0.27 | -31.956 | -24.571 | 0 | 0 | F | T | F |  | 2019-07-03 |  | F
2__HCOLG000 | 2__HCOLG000 | Colgano Energy Supply Limited | COLGANO | G |  | _H | Southern | DEFAULT__H |  | C | 0.0071618 | 0 | 0 | 0.5085 | 0.4818 | 0.27 | 0 | 0 | 0 | 0 | F | T | F |  | 2019-06-01 |  | F
2__HCOLO000 | COLO_H | COLORADO ENERGY LIMITED | COLO | G |  | _H | Southern | DEFAULT__H |  | C | 0.0071618 | 0 | 0 | 0.5085 | 0.4818 | 0.27 | 0 | 0 | 0 | 0 | F | T | F |  | 2019-06-01 |  | F
2__HCOMT000 | 2__HCOMT000 | ENSTROGA Ltd | COMT1015 | G |  | _H | Southern | DEFAULT__H |  | C | 0.0071618 | 0 | -3.902 | 0.3407 | 0.3635 | 0.27 | -1.329 | -1.418 | 0 | 0 | F | T | F |  | 2019-06-01 |  | F
2__HCOOP000 | 2__HCOOP000 | I Supply Energy Limited | COOP | G |  | _H | Southern | DEFAULT__H |  | C | 0.0071618 | 0 | -11.06 | 0.5779 | 0.6071 | 0.27 | -6.392 | -6.715 | 0 | 0 | F | T | F |  | 2019-06-01 |  | F
2__HCORE000 | 2__HCORE000 | Corona Energy Retail 4 Limited | SUPELEC3 | G |  | _H | Southern | DEFAULT__H |  | C | 0.0071618 | 0 | 0 | 0.5085 | 0.4818 | 0.27 | 0 | 0 | 0 | 0 | F | T | F |  | 2019-06-01 |  | F
2__HCOUL000 | 2__HCOUL000 | Coulomb Energy Supply Limited | COULOMB | G |  | _H | Southern | DEFAULT__H |  | C | 0.0071618 | 0 | 0 | 0.5085 | 0.4818 | 0.27 | 0 | 0 | 0 | 0 | F | T | F |  | 2019-06-01 |  | F
2__HCOVE000 | 2__HCOVE000 | TOTO Energy Limited | COVENT | G |  | _H | Southern | DEFAULT__H |  | C | 0.0071618 | 0 | -3.72 | 0.5246 | 0.5534 | 0.27 | -1.952 | -2.059 | 0 | 0 | F | T | F |  | 2019-06-01 |  | F
2__HCPPR000 | 2__HCPPR000 | Affect Energy Ltd | COPPER | G |  | _H | Southern | DEFAULT__H |  | C | 0.0071618 | 0 | -5.232 | 0.5256 | 0.5589 | 0.27 | -2.75 | -2.924 | 0 | 0 | F | T | F |  | 2019-06-01 |  | F
2__HCYCL000 | 2__HCYCL000 | Business Power & Gas Limited | CYCLONE | G |  | _H | Southern | DEFAULT__H |  | C | 0.0071618 | 0 | -5.355 | 0.5866 | 0.4342 | 0.27 | -3.141 | -2.325 | 0 | 0 | F | T | F |  | 2019-06-01 |  | F
2__HDESL000 | 2__HDESL000 | Daisy Energy Supply Ltd | DAISY | G |  | _H | Southern | DEFAULT__H |  | C | 0.0071618 | 0 | -1.758 | 0.5085 | 0.4818 | 0.27 | -0.894 | -0.847 | 0 | 0 | F | T | F |  | 2019-06-01 |  | F
2__HDFDL000 | 2__HDFDL000 | Tru Energy Limited | DAFFODIL | G |  | _H | Southern | DEFAULT__H |  | C | 0.0071618 | 0 | -0.16 | 0.5385 | 0.5712 | 0.27 | -0.086 | -0.091 | 0 | 0 | F | T | F |  | 2019-06-01 |  | F
2__HDIRA000 | 2__HDIRA000 | Social Energy Supply Ltd | DIRAC | G |  | _H | Southern | DEFAULT__H |  | C | 0.0071618 | 0 | -0.0064 | 0.5085 | 0.4818 | 0.27 | -0.003 | -0.003 | 0 | 0 | F | T | F |  | 2019-06-01 |  | F
2__HDNRG000 | 2__HDNRG000 | Donnington Energy Limited | DOENERGY | G |  | _H | Southern | DEFAULT__H |  | C | 0.0071618 | 0 | 0 | 0.5085 | 0.4818 | 0.27 | 0 | 0 | 0 | 0 | F | T | F |  | 2019-06-01 |  | F
2__HDRGI000 | UKHC_H | UK Healthcare Corporation Ltd | DENERGI1 | G |  | _H | Southern | DEFAULT__H |  | C | 0.0071618 | 0 | 0 | 0.5085 | 0.4818 | 0.27 | 0 | 0 | 0 | 0 | F | T | F |  | 2019-06-01 |  | F
2__HDUAL000 | 2__HDUAL000 | Dual Energy Direct Limited | DUALENER | G |  | _H | Southern | DEFAULT__H |  | C | 0.0071618 | 0 | -15.088 | 0.5917 | 0.4617 | 0.27 | -8.928 | -6.966 | 0 | 0 | F | T | F |  | 2019-06-01 |  | F
2__HEBES000 | 2__HEBES000 | BES Commercial Electricity Ltd | EBEA | G |  | _H | Southern | DEFAULT__H |  | C | 0.0071618 | 0 | -10.261 | 0.5715 | 0.4515 | 0.27 | -5.864 | -4.633 | 0 | 0 | F | T | F |  | 2019-06-01 |  | F
2__HECOA000 | 2__HECOA000 | British Gas Trading Ltd | BRITGAS | G |  | _H | Southern | DEFAULT__H |  | C | 0.0071618 | 66 | 0 | 0.0965 | 0.0465 | 0.0818 | 0 | 0 | 5.399 | 5.399 | F | T | F |  | 2019-06-01 |  | F
2__HECON000 | 2__HECON000 | Economy Power | ECON1 | G |  | _H | Southern | DEFAULT__H |  | C | 0.0071618 | 0 | 0 | 0.5085 | 0.4818 | 0.27 | 0 | 0 | 0 | 0 | F | T | F |  | 2019-06-01 |  | F
2__HECOT000 | 2__HECOT000 | The Renewable Energy Co Ltd | RENC | G |  | _H | Southern | DEFAULT__H |  | C | 0.0071618 | 0 | -19.36 | 0.7517 | 0.6657 | 0.27 | -14.553 | -12.888 | 0 | 0 | F | T | F |  | 2019-06-01 |  | F
2__HEDDI000 | 2__HEDDI000 | Eddington Energy Supply Ltd | EDDINGTN | G |  | _H | Southern | DEFAULT__H |  | C | 0.0071618 | 0 | -5.4 | 0.5539 | 0.5845 | 0.27 | -2.991 | -3.156 | 0 | 0 | F | T | F |  | 2019-06-01 |  | F
2__HEDFE000 | EDFE_Southern | EDF Energy Customers Ltd | LENCO | G | STH-EDF01 | _H | Southern | DEFAULT__H |  | C | 0.0071618 | 0 | 0 | 0.5085 | 0.4818 | 0.27 | 0 | 0 | 0 | 0 | F | T | T |  | 2019-06-01 |  | F
2__HEDGE000 | 2__HEDGE000 | Edgware Energy Limited | EDGWARE | G |  | _H | Southern | DEFAULT__H |  | C | 0.0071618 | 0 | 0 | 0.5085 | 0.4818 | 0.27 | 0 | 0 | 0 | 0 | F | T | F |  | 2019-06-01 |  | F
2__HEDIR000 | 2__HEDIR000 | British Gas Trading Ltd | BRITGAS | G | STH-EDR01 | _H | Southern | DEFAULT__H |  | C | 0.0071618 | 0 | 0 | 0.5085 | 0.4818 | 0.27 | 0 | 0 | 0 | 0 | F | T | T |  | 2019-06-01 |  | F
2__HEELC000 | 2__HEELC000 | E.ON Energy Solutions Limited | PGENERGY | G | STH-EAS01 | _H | Southern | DEFAULT__H |  | C | 0.0071618 | 0 | 0 | 0.5085 | 0.4818 | 0.27 | 0 | 0 | 0 | 0 | F | T | T |  | 2019-06-01 |  | F
2__HEENG000 | 2__HEENG000 | E.ON Energy Solutions Limited | PGENERGY | G | STH-EST01 | _H | Southern | DEFAULT__H |  | C | 0.0071618 | 0 | -4 | 0.5913 | 0.6173 | 0.27 | -2.365 | -2.469 | 0 | 0 | F | T | T |  | 2019-06-01 |  | F
2__HEETL000 | EETL in Southern | OVO Electricity Ltd | OVOE | G |  | _H | Southern | DEFAULT__H |  | C | 0.0071618 | 0 | 0 | 0.5726 | 0.6032 | 0.27 | 0 | 0 | 0 | 0 | F | T | F |  | 2019-06-01 |  | F
2__HEFLS000 | EFLS_H | Effortless Energy Ltd | EENERGY | G |  | _H | Southern | DEFAULT__H |  | C | 0.0071618 | 0 | -0.03 | 0.285 | 0.295 | 0.27 | -0.009 | -0.009 | 0 | 0 | F | T | F |  | 2019-06-01 |  | F
2__HEGDX000 | H_EGASELEC | E (GAS AND ELECTRICITY) LTD | LORM | G |  | _H | Southern | DEFAULT__H |  | C | 0.0071618 | 0 | 0 | 0.5085 | 0.4818 | 0.27 | 0 | 0 | 0 | 0 | F | T | F |  | 2019-06-01 |  | F
2__HEGML000 | EGML_H | ECO GREEN MANAGEMENT LIMITED | YGP1 | G |  | _H | Southern | DEFAULT__H |  | C | 0.0071618 | 0 | -0.2226 | 0.4426 | 0.2756 | 0.27 | -0.099 | -0.061 | 0 | 0 | F | T | F |  | 2019-06-01 |  | F
2__HELEC000 | Electraphase_H | ELECTRAPHASE LIMITED | EPHASE | G |  | _H | Southern | DEFAULT__H |  | C | 0.0071618 | 0 | -0.02 | 0.5085 | 0.4818 | 0.27 | -0.01 | -0.01 | 0 | 0 | F | T | F |  | 2019-06-01 |  | F
2__HEMEB000 | 2__HEMEB000 | E.ON Energy Solutions Limited | PGENERGY | G | STH-PGE01 | _H | Southern | DEFAULT__H |  | C | 0.0071618 | 0 | -218 | 0.6756 | 0.6487 | 0.27 | -147.281 | -141.417 | 0 | 0 | F | T | T |  | 2019-06-01 |  | F
2__HEMZO000 | 2__HEMZO000 | Emzo Energy Supply Ltd | EMZO | G |  | _H | Southern | DEFAULT__H |  | C | 0.0071618 | 0 | 0 | 0.5085 | 0.4818 | 0.27 | 0 | 0 | 0 | 0 | F | T | F |  | 2019-06-01 |  | F
2__HENDC000 | 2__HENDC000 | EPG Energy Limited | EPGNRG | G |  | _H | Southern | DEFAULT__H |  | C | 0.0071618 | 0.4 | -1.4 | 0.1094 | 0.0705 | 0.27 | -0.153 | -0.099 | 0.044 | 0.028 | F | T | F |  | 2019-06-01 |  | F
2__HENDC001 | 2__HENDC001 | EPG Energy Limited | EPGNRG | S |  | _H | Southern | DEFAULT__H |  | C | 0.0071618 | 16.5 | 0 | 0.5085 | 0.4818 | 0.27 | 0 | 0 | 4.455 | 4.455 | F | T | F |  | 2019-06-01 | F | F
2__HENDC002 | 2__HENDC002 | EPG Energy Limited | EPGNRG | S |  | _H | Southern | DEFAULT__H |  | C | 0.0071618 | 0 | 0 | 0.5085 | 0.4818 | 0.27 | 0 | 0 | 0 | 0 | F | T | F |  | 2019-06-01 | F | F
2__HENEC000 | 2__HENEC000 | Eneco Energy Trade | ENECOUK | G |  | _H | Southern | DEFAULT__H |  | C | 0.0071618 | 10 | -15.72 | 0.7018 | 0.5856 | 0.27 | -11.032 | -9.206 | 7.018 | 5.856 | F | T | F |  | 2019-06-01 |  | F
2__HENER000 | 2__HENER000 | Simply Your Energy | SUPLENER | G |  | _H | Southern | DEFAULT__H |  | C | 0.0071618 | 0 | 0 | 0.5085 | 0.4818 | 0.27 | 0 | 0 | 0 | 0 | F | T | F |  | 2019-06-01 |  | F
2__HENGQ000 | EnergyQ_H | Eversmart Energy Ltd | ENGQ | G |  | _H | Southern | DEFAULT__H |  | C | 0.0071618 | 0 | -2.775 | 0.4446 | 0.4727 | 0.27 | -1.234 | -1.312 | 0 | 0 | F | T | F |  | 2019-06-01 |  | F
2__HENRD000 | 2__HENRD000 | British Gas Trading Ltd | BRITGAS | G | STH-ENR01 | _H | Southern | DEFAULT__H |  | C | 0.0071618 | 128 | -272 | 0.6022 | 0.46 | 0.27 | -163.798 | -125.12 | 77.082 | 58.88 | F | T | T |  | 2019-06-01 |  | F
2__HENRD002 | 2__HENRD002 | British Gas Trading Ltd | BRITGAS | S |  | _H | Southern | DEFAULT__H |  | C | 0.0071618 | 25 | -1 | 0.5085 | 0.4818 | 0.27 | -0.509 | -0.482 | 12.713 | 12.045 | F | T | F |  | 2019-06-01 | F | F
2__HENRG000 | 2__HENRG000 | Opus Energy Renewables Limited | EVENERGY | G |  | _H | Southern | DEFAULT__H |  | C | 0.0071618 | 40.943 | 0 | 0.514 | 0.5266 | 0.5177 | 0 | 0 | 21.196 | 21.196 | F | T | F |  | 2019-06-01 |  | F
2__HENRG002 | ENRGH2 | Opus Energy Renewables Limited | EVENERGY | S |  | _H | Southern | DEFAULT__H |  | C | 0.0071618 | 74.875 | 0 | 0.25 | 0.2395 | 0.2469 | 0 | 0 | 18.487 | 18.487 | F | T | F |  | 2019-06-01 | F | F
2__HEOND000 | 2__HEOND000 | E.ON Energy Solutions Limited | PGENERGY | G |  | _H | Southern | DEFAULT__H |  | C | 0.0071618 | 0 | -4 | 0.5085 | 0.4818 | 0.27 | -2.034 | -1.927 | 0 | 0 | F | T | F |  | 2019-06-01 |  | F
2__HEPHH000 | 2__HEPHH000 | Economy Power | ECON1 | G |  | _H | Southern | DEFAULT__H |  | C | 0.0071618 | 0 | 0 | 0.5085 | 0.4818 | 0.27 | 0 | 0 | 0 | 0 | F | T | F |  | 2019-06-01 |  | F
2__HEQUI000 | 2__HEQUI000 | Equinicity Ltd | EQUIN | G |  | _H | Southern | DEFAULT__H |  | C | 0.0071618 | 0 | 0 | 0.5085 | 0.4818 | 0.27 | 0 | 0 | 0 | 0 | F | T | F |  | 2019-06-19 |  | F
2__HESSL000 | 2__HESSL000 | Squeaky Clean Energy Limited | ESSL1015 | G |  | _H | Southern | DEFAULT__H |  | C | 0.0071618 | 0 | -5.744 | 0.5085 | 0.4818 | 0.27 | -2.921 | -2.767 | 0 | 0 | F | T | F |  | 2019-06-01 |  | F
2__HEURO000 | 2__HEURO000 | Robin Hood Energy Limited | EUROPA | G |  | _H | Southern | DEFAULT__H |  | C | 0.0071618 | 0 | -7.12 | 0.6039 | 0.5992 | 0.27 | -4.3 | -4.266 | 0 | 0 | F | T | F |  | 2019-06-01 |  | F
2__HEUST000 | 2__HEUST000 | Euston Energy Limited | EUSTON | G |  | _H | Southern | DEFAULT__H |  | C | 0.0071618 | 0 | 0 | 0.5085 | 0.4818 | 0.27 | 0 | 0 | 0 | 0 | F | T | F |  | 2019-06-01 |  | F
2__HEVER000 | 2__HEVER000 | Eversmart Energy Ltd | ENGQ | G |  | _H | Southern | DEFAULT__H |  | C | 0.0071618 | 0 | 0 | 0.5085 | 0.4818 | 0.27 | 0 | 0 | 0 | 0 | F | T | F |  | 2019-06-01 |  | F
2__HEXGL000 | Exelon_H | Exelon Generation Limited | EXGENLIM | G |  | _H | Southern | DEFAULT__H |  | C | 0.0071618 | 35 | 0 | 0.5085 | 0.4818 | 0.27 | 0 | 0 | 9.45 | 9.45 | F | T | F |  | 2019-06-01 |  | F
2__HFARA000 | 2__HFARA000 | URE Energy Limited | FARADAY | G |  | _H | Southern | DEFAULT__H |  | C | 0.0071618 | 0 | 0 | 0.5085 | 0.4818 | 0.27 | 0 | 0 | 0 | 0 | F | T | F |  | 2019-06-01 |  | F
2__HFARR000 | 2__HFARR000 | Farringdon Energy Limited | FARRINGD | G |  | _H | Southern | DEFAULT__H |  | C | 0.0071618 | 0 | 0 | 0.5085 | 0.4818 | 0.27 | 0 | 0 | 0 | 0 | F | T | F |  | 2019-06-01 |  | F
2__HFLEX000 | 2__HFLEX000 | Flexitricity Limited | FLEXTRCY | G |  | _H | Southern | DEFAULT__H |  | C | 0.0071618 | 0 | 0 | 0.5085 | 0.4818 | 0.27 | 0 | 0 | 0 | 0 | F | T | F |  | 2019-06-01 |  | F
2__HFNRG000 | 2__HFNRG000 | Farmoor Energy Limited | FRENERGY | G |  | _H | Southern | DEFAULT__H |  | C | 0.0071618 | 0 | 0 | 0.5085 | 0.4818 | 0.27 | 0 | 0 | 0 | 0 | F | T | F |  | 2019-06-01 |  | F
2__HFRST000 | 2__HFRST000 | Shell Energy Retail Limited | FRST01 | G |  | _H | Southern | DEFAULT__H |  | C | 0.0071618 | 0 | -45.914 | 0.5668 | 0.6001 | 0.27 | -26.024 | -27.553 | 0 | 0 | F | T | F |  | 2019-06-24 |  | F
2__HFSEN000 | 2__HFSEN000 | F & S Energy Ltd | FSE0001 | G |  | _H | Southern | DEFAULT__H |  | C | 0.0071618 | 4 | -8 | 0.3582 | 0.2151 | 0.27 | -2.866 | -1.721 | 1.433 | 0.86 | F | T | F |  | 2019-06-01 |  | F
2__HFSEN001 | 2__HFSEN001 | F & S Energy Ltd | FSE0001 | S |  | _H | Southern | DEFAULT__H |  | C | 0.0071618 | 0 | 0 | 0.5085 | 0.4818 | 0.27 | 0 | 0 | 0 | 0 | F | T | F |  | 2019-06-01 | F | F
2__HFSEN002 | __HFSEN002 | F & S Energy Ltd | FSE0001 | S |  | _H | Southern | DEFAULT__H |  | C | 0.0071618 | 0 | 0 | 0.5085 | 0.4818 | 0.27 | 0 | 0 | 0 | 0 | F | T | F |  | 2019-06-01 | F | F
2__HFXGL000 | 2__HFXGL000 | Foxglove Energy Supply Ltd | FOXGLOVE | G |  | _H | Southern | DEFAULT__H |  | C | 0.0071618 | 0 | -14.329 | 0.5276 | 0.5558 | 0.27 | -7.56 | -7.964 | 0 | 0 | F | T | F |  | 2019-06-01 |  | F
2__HGALE000 | 2__HGALE000 | PLANET 9 ENERGY LTD | GALENA | G |  | _H | Southern | DEFAULT__H |  | C | 0.0071618 | 0 | 0 | 0.5085 | 0.4818 | 0.27 | 0 | 0 | 0 | 0 | F | T | F |  | 2019-06-01 |  | F
2__HGANY000 | 2__HGANY000 | Solarplicity Supply Limited | GANYMEDE | G |  | _H | Southern | DEFAULT__H |  | C | 0.0071618 | 1 | -3.928 | 0.5425 | 0.5554 | 0.27 | -2.131 | -2.182 | 0.543 | 0.555 | F | T | F |  | 2019-06-01 |  | F
2__HGESL000 | 2__HGESL000 | SO Energy Trading Limited | GOLD | G |  | _H | Southern | DEFAULT__H |  | C | 0.0071618 | 0 | -11.249 | 0.5347 | 0.5648 | 0.27 | -6.015 | -6.353 | 0 | 0 | F | T | F |  | 2019-06-01 |  | F
2__HGETW000 | 2__HGETW000 | Utilita Energy Limited | UTILITA | G |  | _H | Southern | DEFAULT__H |  | C | 0.0071618 | 0 | -36 | 0.6464 | 0.65 | 0.27 | -23.27 | -23.4 | 0 | 0 | F | T | F |  | 2019-06-01 |  | F
2__HGLDE000 | 2__HGLDE000 | Golders Energy Limited | GOLDERS | G |  | _H | Southern | DEFAULT__H |  | C | 0.0071618 | 0 | 0 | 0.5085 | 0.4818 | 0.27 | 0 | 0 | 0 | 0 | F | T | F |  | 2019-06-01 |  | F
2__HGMTR000 | 2__HGMTR000 | Gazprom M & T Retail Ltd | GMTR | G |  | _H | Southern | DEFAULT__H |  | C | 0.0071618 | 27.153 | -32.488 | 0.0022 | 0.0742 | 0.27 | -0.071 | -2.411 | 0.06 | 2.015 | F | T | F |  | 2019-06-01 |  | F
2__HGMTX000 | 2__HGMTX000 | Gazprom M & T Retail Ltd | GMTR | G |  | _H | Southern | DEFAULT__H |  | C | 0.0071618 | 0 | 0 | 0.5085 | 0.4818 | 0.27 | 0 | 0 | 0 | 0 | F | T | F |  | 2019-06-19 |  | F
2__HGNRG000 | 2__HGNRG000 | Green Energy (UK) Plc | GRNUKPLC | G |  | _H | Southern | DEFAULT__H |  | C | 0.0071618 | 0 | -2.6 | 0.447 | 0.33 | 0.27 | -1.162 | -0.858 | 0 | 0 | F | T | F |  | 2019-06-01 |  | F
2__HGONG000 | 2__HGONG000 | Shell Energy Retail Limited | FRST01 | G |  | _H | Southern | DEFAULT__H |  | C | 0.0071618 | 0 | 0 | 0.5085 | 0.4818 | 0.27 | 0 | 0 | 0 | 0 | F | T | F |  | 2019-06-01 |  | F
2__HHAVE000 | 2__HHAVE000 | Haven Power Ltd | HAVEN | G | STH-HVN01 | _H | Southern | DEFAULT__H |  | C | 0.0071618 | 61.114 | 0 | 0.5085 | 0.4818 | 0.27 | 0 | 0 | 16.501 | 16.501 | F | T | T |  | 2019-06-01 |  | F
2__HHAWK000 | 2__HHAWK000 | MAXEN POWER SUPPLY LIMITED | HAWKING | G |  | _H | Southern | DEFAULT__H |  | C | 0.0071618 | 0 | 0 | 0.5085 | 0.4818 | 0.27 | 0 | 0 | 0 | 0 | F | T | F |  | 2019-06-01 |  | F
2__HHOLB000 | 2__HHOLB000 | Holborn Energy Limited | HOLBORN | G |  | _H | Southern | DEFAULT__H |  | C | 0.0071618 | 0 | 0 | 0.5085 | 0.4818 | 0.27 | 0 | 0 | 0 | 0 | F | T | F |  | 2019-06-01 |  | F
2__HHOME000 | 2__HHOME000 | ENGIE Power Limited | RWETDL | G |  | _H | Southern | DEFAULT__H |  | C | 0.0071618 | 0 | -10 | 0.5187 | 0.5495 | 0.27 | -5.187 | -5.495 | 0 | 0 | F | T | F |  | 2019-06-01 |  | F
2__HHPOW000 | 2__HHPOW000 | Haven Power Ltd | HAVEN | G | STH-HPW01 | _H | Southern | DEFAULT__H |  | C | 0.0071618 | 38 | -264 | 0.8015 | 0.7093 | 0.27 | -211.596 | -187.255 | 30.457 | 26.953 | F | T | T |  | 2019-06-26 |  | F
2__HHPOW001 | __HHPOW001 | Haven Power Ltd | HAVEN | S |  | _H | Southern | DEFAULT__H |  | C | 0.0071618 | 0 | 0 | 0.5085 | 0.4818 | 0.27 | 0 | 0 | 0 | 0 | F | T | F |  | 2019-06-01 | F | F
2__HHPOW002 | __HHPOW002 | Haven Power Ltd | HAVEN | S |  | _H | Southern | DEFAULT__H |  | C | 0.0071618 | 0 | 0 | 0.5085 | 0.4818 | 0.27 | 0 | 0 | 0 | 0 | F | T | F |  | 2019-06-01 | F | F
2__HHUDG000 | 2__HHUDG000 | Hudson Energy Supply UK Ltd | AMPERE | G |  | _H | Southern | DEFAULT__H |  | C | 0.0071618 | 0 | 0 | 0.5085 | 0.4818 | 0.27 | 0 | 0 | 0 | 0 | F | T | F |  | 2019-06-01 |  | F
2__HHUDS000 | 2__HHUDS000 | Hudson Energy Supply UK Ltd | AMPERE | G |  | _H | Southern | DEFAULT__H |  | C | 0.0071618 | 0 | -15 | 0.3641 | 0.2764 | 0.27 | -5.462 | -4.146 | 0 | 0 | F | T | F |  | 2019-07-18 |  | F
2__HHYDE000 | SSE SBMU1 - Southern GSPG | SSE Electricity Limited | SWEL | G | STH-SSE01 | _H | Southern | DEFAULT__H |  | C | 0.0071618 | 0 | -0.2 | 0.64 | 0.62 | 0.27 | -0.128 | -0.124 | 0 | 0 | F | T | T |  | 2019-06-01 |  | F
2__HIAMP000 | 2__HIAMP000 | AMPowerUK Ltd | INVE | G |  | _H | Southern | DEFAULT__H |  | C | 0.0071618 | 0 | 0 | 0.5085 | 0.4818 | 0.27 | 0 | 0 | 0 | 0 | F | T | F |  | 2019-06-01 |  | F
2__HIMPO000 | 2__HIMPO000 | SSE Energy Supply Limited | SSE | G | STH-ATL01 | _H | Southern | DEFAULT__H |  | C | 0.0071618 | 0 | -464.4 | 0.6601 | 0.5305 | 0.27 | -306.55 | -246.364 | 0 | 0 | F | T | T |  | 2019-06-01 |  | F
2__HINDE000 | INDE SOUTHERN | Npower Direct Limited | NITTWO01 | G | STH-INE01 | _H | Southern | DEFAULT__H |  | C | 0.0071618 | 0 | -15.88 | 0.5513 | 0.4487 | 0.27 | -8.755 | -7.125 | 0 | 0 | F | T | T |  | 2019-06-01 |  | F
2__HINVE000 | INVE_H | AMPowerUK Ltd | INVE | G |  | _H | Southern | DEFAULT__H |  | C | 0.0071618 | 0 | 0 | 0.5085 | 0.4818 | 0.27 | 0 | 0 | 0 | 0 | F | T | F |  | 2019-06-01 |  | F
2__HIRES000 | STH-IRS01 | Octopus Energy Limited | MERCURY | G |  | _H | Southern | DEFAULT__H |  | C | 0.0071618 | 0 | 0 | 0.5085 | 0.4818 | 0.27 | 0 | 0 | 0 | 0 | F | T | F |  | 2019-07-17 |  | F
2__HIRID000 | 2__HIRID000 | PFP Energy Supplies Limited | IRIDIUM | G |  | _H | Southern | DEFAULT__H |  | C | 0.0071618 | 0 | -6.6 | 0.5673 | 0.5984 | 0.27 | -3.744 | -3.949 | 0 | 0 | F | T | F |  | 2019-06-01 |  | F
2__HJERE000 | 2__HJERE000 | Hudson Energy Supply UK Ltd | AMPERE | G | HJERE000 | _H | Southern | DEFAULT__H |  | C | 0.0071618 | 0 | -7 | 0.5759 | 0.6073 | 0.27 | -4.031 | -4.251 | 0 | 0 | F | T | F |  | 2019-06-21 |  | F
2__HKENS000 | 2__HKENS000 | Kensington Power Limited | KENSINGT | G |  | _H | Southern | DEFAULT__H |  | C | 0.0071618 | 0 | -13.2 | 0.6082 | 0.4973 | 0.27 | -8.028 | -6.564 | 0 | 0 | F | T | F |  | 2019-06-01 |  | F
2__HLIGH000 | 2__HLIGH000 | MVV Environment Services Ltd | LIGHTNIN | G |  | _H | Southern | DEFAULT__H |  | C | 0.0071618 | 0 | 0 | 0.5085 | 0.4818 | 0.27 | 0 | 0 | 0 | 0 | F | T | F |  | 2019-06-01 |  | F
2__HLILY000 | 2__HLILY000 | Delta Gas And Power Ltd | LILY | G |  | _H | Southern | DEFAULT__H |  | C | 0.0071618 | 0 | 0 | 0.5085 | 0.4818 | 0.27 | 0 | 0 | 0 | 0 | F | T | F |  | 2019-06-01 |  | F
2__HLIME000 | 2__HLIME000 | Limejump Energy Limited | ANGEL | G |  | _H | Southern | DEFAULT__H |  | C | 0.0071618 | 0 | 0 | 0.5085 | 0.4818 | 0.27 | 0 | 0 | 0 | 0 | F | T | F |  | 2019-06-01 |  | F
2__HLOND000 | LE Default BMUid SOUT | EDF Energy Customers Ltd | LENCO | G | STH-LON01 | _H | Southern | DEFAULT__H |  | C | 0.0071618 | 0 | -517.29 | 0.7654 | 0.6284 | 0.27 | -395.934 | -325.065 | 0 | 0 | F | T | T |  | 2019-06-19 |  | F
2__HLORM000 | Lorimer_H | E (GAS AND ELECTRICITY) LTD | LORM | G |  | _H | Southern | DEFAULT__H |  | C | 0.0071618 | 0 | -4.94 | 0.5518 | 0.5827 | 0.27 | -2.726 | -2.879 | 0 | 0 | F | T | F |  | 2019-07-01 |  | F
2__HLUME000 | 2__HLUME000 | GNERGY Limited | LUMA | G |  | _H | Southern | DEFAULT__H |  | C | 0.0071618 | 0 | -2.834 | 0.5886 | 0.6103 | 0.27 | -1.668 | -1.73 | 0 | 0 | F | T | F |  | 2019-06-01 |  | F
2__HLUMO000 | 2__HLUMO000 | OVO Electricity Ltd | OVOE | G |  | _H | Southern | DEFAULT__H |  | C | 0.0071618 | 0 | 0 | 0.5318 | 0.5638 | 0.27 | 0 | 0 | 0 | 0 | F | T | F |  | 2019-06-01 |  | F
2__HLVDR000 | 2__HLVDR000 | ESB ENERGY LTD | LAVENDER | G |  | _H | Southern | DEFAULT__H |  | C | 0.0071618 | 0 | -4.644 | 0.3894 | 0.4128 | 0.27 | -1.808 | -1.917 | 0 | 0 | F | T | F |  | 2019-06-01 |  | F
2__HMAEL000 | 2__HMAEL000 | MA Energy Limited | MA200308 | G |  | _H | Southern | DEFAULT__H |  | C | 0.0071618 | 0 | -3 | 0.5757 | 0.4043 | 0.27 | -1.727 | -1.213 | 0 | 0 | F | T | F |  | 2019-06-01 |  | F
2__HMAET000 | MA Energy Ltd | MA Energy Limited | MA200308 | G |  | _H | Southern | DEFAULT__H |  | C | 0.0071618 | 0 | 0 | 0.5085 | 0.4818 | 0.27 | 0 | 0 | 0 | 0 | F | T | F |  | 2019-06-01 |  | F
2__HMAGN000 | 2__HMAGN000 | Orsted Power Sales (UK) Ltd | MAGNETIC | G |  | _H | Southern | DEFAULT__H |  | C | 0.0071618 | 1 | -117.946 | 0.7738 | 0.6716 | 0.27 | -91.267 | -79.213 | 0.774 | 0.672 | F | T | F |  | 2019-06-19 |  | F
2__HMAIN000 | MAIN_H | e2m - energy trading ltd | MAIN | G |  | _H | Southern | DEFAULT__H |  | C | 0.0071618 | 0 | 0 | 0.5085 | 0.4818 | 0.27 | 0 | 0 | 0 | 0 | F | T | F |  | 2019-06-01 |  | F
2__HMANW000 | 2__HMANW000 | SP Energy Retail Ltd | SPSUP01 | G | STH-MNW01 | _H | Southern | DEFAULT__H |  | C | 0.0071618 | 0 | -1 | 0.5938 | 0.4625 | 0.27 | -0.594 | -0.463 | 0 | 0 | F | T | F |  | 2019-06-01 |  | F
2__HMARB000 | 2__HMARB000 | Marble Power Limited | MARBLE | G |  | _H | Southern | DEFAULT__H |  | C | 0.0071618 | 0 | 0 | 0.5085 | 0.4818 | 0.27 | 0 | 0 | 0 | 0 | F | T | F |  | 2019-06-01 |  | F
2__HMARI000 | 2__HMARI000 | LOGICOR ENERGY LTD | MARIGOLD | G |  | _H | Southern | DEFAULT__H |  | C | 0.0071618 | 0 | 0 | 0.5085 | 0.4818 | 0.27 | 0 | 0 | 0 | 0 | F | T | F |  | 2019-06-01 |  | F
2__HMATT000 | MATT_H | Mattina Limited | MATT | G |  | _H | Southern | DEFAULT__H |  | C | 0.0071618 | 0 | 0 | 0.5085 | 0.4818 | 0.27 | 0 | 0 | 0 | 0 | F | T | F |  | 2019-06-01 |  | F
2__HMIDE000 | NPEC Southern Area MIDE | Npower Limited | NPOWER01 | G | STH-MID01 | _H | Southern | DEFAULT__H |  | C | 0.0071618 | 0 | -22.012 | 0.5698 | 0.6019 | 0.27 | -12.542 | -13.249 | 0 | 0 | F | T | T |  | 2019-06-01 |  | F
2__HMINT000 | 2__HMINT000 | Toucan Energy Limited | MINT | G |  | _H | Southern | DEFAULT__H |  | C | 0.0071618 | 0 | 0 | 0.5085 | 0.4818 | 0.27 | 0 | 0 | 0 | 0 | F | T | F |  | 2019-06-01 |  | F
2__HMISS000 | MISS_H | MISSISSIPPI ENERGY LIMITED | MISS | G |  | _H | Southern | DEFAULT__H |  | C | 0.0071618 | 0 | 0 | 0.5085 | 0.4818 | 0.27 | 0 | 0 | 0 | 0 | F | T | F |  | 2019-06-01 |  | F
2__HMONT000 | 2__HMONT000 | Monument Energy Limited | MONUMENT | G |  | _H | Southern | DEFAULT__H |  | C | 0.0071618 | 0 | -4.8 | 0.4776 | 0.4984 | 0.27 | -2.292 | -2.392 | 0 | 0 | F | T | F |  | 2019-06-01 |  | F
2__HMRCY000 | 2__HMRCY000 | Octopus Energy Limited | MERCURY | G |  | _H | Southern | DEFAULT__H |  | C | 0.0071618 | 2.5 | -51.497 | 0.4343 | 0.458 | 0.27 | -22.365 | -23.586 | 1.086 | 1.145 | F | T | F |  | 2019-06-01 |  | F
2__HMTRL000 | 2__HMTRL000 | BROOK GREEN TRADING LIMITED | MISTRAL | G |  | _H | Southern | DEFAULT__H |  | C | 0.0071618 | 0 | -11.8 | 0.6246 | 0.4497 | 0.27 | -7.37 | -5.306 | 0 | 0 | F | T | F |  | 2019-06-17 |  | F
2__HNATP000 | NPEC Southern Area NATP | Npower Limited | NPOWER01 | G | STH-NPE01 | _H | Southern | DEFAULT__H |  | C | 0.0071618 | 0 | -395.402 | 0.7649 | 0.6364 | 0.27 | -302.443 | -251.634 | 0 | 0 | F | T | T |  | 2019-06-01 |  | F
2__HNCKL000 | 2__HNCKL000 | SSE Electricity Limited | SWEL | G |  | _H | Southern | DEFAULT__H |  | C | 0.0071618 | 0 | -1.522 | 0.5585 | 0.5926 | 0.27 | -0.85 | -0.902 | 0 | 0 | F | T | F |  | 2019-06-01 |  | F
2__HNEEB000 | 2__HNEEB000 | NPower Northern Supply Ltd | NEEB | G | STH-NEE01 | _H | Southern | DEFAULT__H |  | C | 0.0071618 | 0 | -152.244 | 0.6007 | 0.6185 | 0.27 | -91.453 | -94.163 | 0 | 0 | F | T | T |  | 2019-06-01 |  | F
2__HNEVA000 | NEVA_H | NEVADA ENERGY LIMITED | NEVA | G |  | _H | Southern | DEFAULT__H |  | C | 0.0071618 | 0 | 0 | 0.5085 | 0.4818 | 0.27 | 0 | 0 | 0 | 0 | F | T | F |  | 2019-06-01 |  | F
2__HNEWP000 | 2__HNEWP000 | Shell Energy Supply UK Ltd | NEWPORT | G |  | _H | Southern | DEFAULT__H |  | C | 0.0071618 | 55.2 | -1.178 | 0.1871 | 0.2096 | 0.27 | -0.22 | -0.247 | 10.328 | 11.57 | F | T | F |  | 2019-06-01 |  | F
2__HNORW000 | 2__HNORW000 | E.ON Energy Solutions Limited | PGENERGY | G | STH-NWP01 | _H | Southern | DEFAULT__H |  | C | 0.0071618 | 0 | -2 | 0.6517 | 0.646 | 0.27 | -1.303 | -1.292 | 0 | 0 | F | T | T |  | 2019-06-01 |  | F
2__HNUCE000 | 2__HNUCE000 | NDA | MAGNOX | G | STH-MEC01 | _H | Southern | DEFAULT__H |  | C | 0.0071618 | 0 | 0 | 0.5085 | 0.4818 | 0.27 | 0 | 0 | 0 | 0 | F | T | F |  | 2019-06-01 |  | F
2__HOGAS000 | 2__HOGAS000 | British Gas Trading Ltd | BRITGAS | G |  | _H | Southern | DEFAULT__H |  | C | 0.0071618 | 0 | -1.502 | 0.5085 | 0.4818 | 0.27 | -0.764 | -0.724 | 0 | 0 | F | T | F |  | 2019-06-01 |  | F
2__HOPAL000 | 2__HOPAL000 | Avid Energy | OPAL0516 | G |  | _H | Southern | DEFAULT__H |  | C | 0.0071618 | 0 | 0 | 0.4 | 0.42 | 0.27 | 0 | 0 | 0 | 0 | F | T | F |  | 2019-06-01 |  | F
2__HOREB000 | 2__HOREB000 | MoneyPlus Energy Limited | OREBA | G |  | _H | Southern | DEFAULT__H |  | C | 0.0071618 | 0 | 0 | 0.5085 | 0.4818 | 0.27 | 0 | 0 | 0 | 0 | F | T | F |  | 2019-06-01 |  | F
2__HOREG000 | OREG_H | OREGON ENERGY LIMITED | OREG | G |  | _H | Southern | DEFAULT__H |  | C | 0.0071618 | 0 | 0 | 0.5085 | 0.4818 | 0.27 | 0 | 0 | 0 | 0 | F | T | F |  | 2019-06-01 |  | F
2__HOSMI000 | 2__HOSMI000 | BRISTOL NRG TEC&SERV(SUPP) LTD | OSMIUM | G |  | _H | Southern | DEFAULT__H |  | C | 0.0071618 | 10.304 | -4.428 | 0.6187 | 0.6245 | 0.27 | -2.74 | -2.765 | 6.375 | 6.435 | F | T | F |  | 2019-06-01 |  | F
2__HOVAL000 | 2__HOVAL000 | Oval Energy Limited | OVAL | G |  | _H | Southern | DEFAULT__H |  | C | 0.0071618 | 0 | 0 | 0.5085 | 0.4818 | 0.27 | 0 | 0 | 0 | 0 | F | T | F |  | 2019-06-01 |  | F
2__HOVOE000 | 2__HOVOE000 | OVO Electricity Ltd | OVOE | G |  | _H | Southern | DEFAULT__H |  | C | 0.0071618 | 0 | -48.918 | 0.5666 | 0.6013 | 0.27 | -27.717 | -29.414 | 0 | 0 | F | T | F |  | 2019-07-03 |  | F
2__HOXPO000 | 2__HOXPO000 | Opus Energy Limited | OXFPOWER | G |  | _H | Southern | DEFAULT__H |  | C | 0.0071618 | 0 | -53.4 | 0.5818 | 0.4557 | 0.27 | -31.068 | -24.334 | 0 | 0 | F | T | F |  | 2019-07-03 |  | F
2__HPADD000 | 2__HPADD000 | Paddington Power Limited | PADDINGT | G |  | _H | Southern | DEFAULT__H |  | C | 0.0071618 | 0 | 0 | 0.5085 | 0.4818 | 0.27 | 0 | 0 | 0 | 0 | F | T | F |  | 2019-06-01 |  | F
2__HPALL000 | 2__HPALL000 | Palladium Energy Supply Ltd | PALLAD | G |  | _H | Southern | DEFAULT__H |  | C | 0.0071618 | 0 | 0 | 0.5085 | 0.4818 | 0.27 | 0 | 0 | 0 | 0 | F | T | F |  | 2019-06-01 |  | F
2__HPERL000 | 2__HPERL000 | PERLE ENERGY LIMITED | PERLE | G |  | _H | Southern | DEFAULT__H |  | C | 0.0071618 | 0 | 0 | 0.5085 | 0.4818 | 0.27 | 0 | 0 | 0 | 0 | F | T | F |  | 2019-06-01 |  | F
2__HPGEN000 | 2__HPGEN000 | E.ON UK plc | POWERGEN | G | STH-PGU01 | _H | Southern | DEFAULT__H |  | C | 0.0071618 | 0 | -206 | 0.736 | 0.6023 | 0.27 | -151.616 | -124.074 | 0 | 0 | F | T | T |  | 2019-06-01 |  | F
2__HPILO000 | 2__HPILO000 | Tonik Energy Limited | PILO1015 | G |  | _H | Southern | DEFAULT__H |  | C | 0.0071618 | 0 | -5.38 | 0.5032 | 0.5315 | 0.27 | -2.707 | -2.859 | 0 | 0 | F | T | F |  | 2019-06-01 |  | F
2__HPION000 | 2__HPION000 | Igloo Energy Supply Limited | PION1015 | G |  | _H | Southern | DEFAULT__H |  | C | 0.0071618 | 0 | -7.772 | 0.4393 | 0.4628 | 0.27 | -3.414 | -3.597 | 0 | 0 | F | T | F |  | 2019-06-19 |  | F
2__HPIRO000 | 2__HPIRO000 | Pirranello Energy Supply Ltd | PIRANELO | G |  | _H | Southern | DEFAULT__H |  | C | 0.0071618 | 0 | 0 | 0.5085 | 0.4818 | 0.27 | 0 | 0 | 0 | 0 | F | T | F |  | 2019-06-01 |  | F
2__HPOWQ000 | PowerQ_H | Hartree Partners Supply UK | POWQ | G |  | _H | Southern | DEFAULT__H |  | C | 0.0071618 | 0 | 0 | 0.5085 | 0.4818 | 0.27 | 0 | 0 | 0 | 0 | F | T | F |  | 2019-06-01 |  | F
2__HPROZ000 | PROZ_H | Dyce Energy Ltd | PROZ | G |  | _H | Southern | DEFAULT__H |  | C | 0.0071618 | 0 | 0 | 0.5085 | 0.4818 | 0.27 | 0 | 0 | 0 | 0 | F | T | F |  | 2019-06-01 |  | F
2__HPSUK000 | NPEC Southern Area PSUK | Npower Limited | NPOWER01 | G |  | _H | Southern | DEFAULT__H |  | C | 0.0071618 | 0 | -7.094 | 0.5698 | 0.5911 | 0.27 | -4.042 | -4.193 | 0 | 0 | F | T | F |  | 2019-06-01 |  | F
2__HPURE000 | 2__HPURE000 | Good Energy Limited | PURE | G |  | _H | Southern | DEFAULT__H |  | C | 0.0071618 | 34.4 | -4.739 | -1.7914 | -2.0664 | 0.27 | 8.489 | 9.793 | -61.624 | -71.084 | F | T | F |  | 2019-06-19 |  | F
2__HPUTY000 | 2__HPUTY000 | Putney Energy Limited | PUTNEY | G |  | _H | Southern | DEFAULT__H |  | C | 0.0071618 | 0 | 0 | 0.5085 | 0.4818 | 0.27 | 0 | 0 | 0 | 0 | F | T | F |  | 2019-06-01 |  | F
2__HQEEN000 | 2__HQEEN000 | GoTo Energy (UK) Limited | QUEENS | G |  | _H | Southern | DEFAULT__H |  | C | 0.0071618 | 0 | 0 | 0.5085 | 0.4818 | 0.27 | 0 | 0 | 0 | 0 | F | T | F |  | 2019-06-01 |  | F
2__HRAYL000 | 2__HRAYL000 | Victory Energy Supply Limited | RAYLEIGH | G |  | _H | Southern | DEFAULT__H |  | C | 0.0071618 | 0 | 0 | 0.5085 | 0.4818 | 0.27 | 0 | 0 | 0 | 0 | F | T | F |  | 2019-06-01 |  | F
2__HREGE000 | 2__HREGE000 | Bulb Energy | REGENT | G |  | _H | Southern | DEFAULT__H |  | C | 0.0071618 | 0 | -87.56 | 0.4881 | 0.5136 | 0.27 | -42.738 | -44.971 | 0 | 0 | F | T | F |  | 2019-06-19 |  | F
2__HRENC000 | 2__HRENC000 | The Renewable Energy Co Ltd | RENC | G | STH-RNW01 | _H | Southern | DEFAULT__H |  | C | 0.0071618 | 0 | 0 | 0.5085 | 0.4818 | 0.27 | 0 | 0 | 0 | 0 | F | T | F |  | 2019-06-01 |  | F
2__HRHOD000 | 2__HRHOD000 | Utilita Energy Limited | UTILITA | G |  | _H | Southern | DEFAULT__H |  | C | 0.0071618 | 0 | -0.048 | 0.4737 | 0.5 | 0.27 | -0.023 | -0.024 | 0 | 0 | F | T | F |  | 2019-06-01 |  | F
2__HROSE000 | 2__HROSE000 | Gas & Power Ltd TA Gulf G & P | ROSE | G |  | _H | Southern | DEFAULT__H |  | C | 0.0071618 | 0 | -2.142 | 0.3919 | 0.4103 | 0.27 | -0.839 | -0.879 | 0 | 0 | F | T | F |  | 2019-06-01 |  | F
2__HRUTH000 | 2__HRUTH000 | Rutherford Energy Supply Ltd | RUTHRFRD | G |  | _H | Southern | DEFAULT__H |  | C | 0.0071618 | 0 | 0 | 0.5085 | 0.4818 | 0.27 | 0 | 0 | 0 | 0 | F | T | F |  | 2019-06-01 |  | F
2__HRWED000 | 2__HRWED000 | ENGIE Power Limited | RWETDL | G | STH-GDF01 | _H | Southern | DEFAULT__H |  | C | 0.0071618 | 14 | -172 | 0.7412 | 0.5525 | 0.27 | -127.486 | -95.03 | 10.377 | 7.735 | F | T | T |  | 2019-06-01 |  | F
2__HSANT000 | 2__HSANT000 | Nabuh Energy Limited | SANT1015 | G |  | _H | Southern | DEFAULT__H |  | C | 0.0071618 | 0 | -1.016 | 0.4812 | 0.5041 | 0.27 | -0.489 | -0.512 | 0 | 0 | F | T | F |  | 2019-06-01 |  | F
2__HSAPH000 | 2__HSAPH000 | ElectroRoute Energy Limited | SAPHIR | G |  | _H | Southern | DEFAULT__H |  | C | 0.0071618 | 0 | 0 | 0.5085 | 0.4818 | 0.27 | 0 | 0 | 0 | 0 | F | T | F |  | 2019-06-01 |  | F
2__HSATU000 | 2__HSATU000 | Satus Energy Limited | SATUS | G |  | _H | Southern | DEFAULT__H |  | C | 0.0071618 | 0 | 0 | 0.5085 | 0.4818 | 0.27 | 0 | 0 | 0 | 0 | F | T | F |  | 2019-06-01 |  | F
2__HSCAF000 | 2__HSCAF000 | Valda Energy Limited | SCAFELL | G |  | _H | Southern | DEFAULT__H |  | C | 0.0071618 | 0 | 0 | 0.5085 | 0.4818 | 0.27 | 0 | 0 | 0 | 0 | F | T | F |  | 2019-06-01 |  | F
2__HSEEB000 | 2__HSEEB000 | EDF Energy Customers Ltd | LENCO | G | STH-SEE01 | _H | Southern | DEFAULT__H |  | C | 0.0071618 | 0 | -8 | 0.7516 | 0.6648 | 0.27 | -6.013 | -5.318 | 0 | 0 | F | T | T |  | 2019-06-01 |  | F
2__HSEEE000 | 2__HSEEE000 | Shell Energy Europe Limited | SHELL2 | G |  | _H | Southern | DEFAULT__H |  | C | 0.0071618 | 55 | -1 | 0.5085 | 0.4818 | 0.27 | -0.509 | -0.482 | 27.968 | 26.499 | F | T | F |  | 2019-06-01 |  | F
2__HSIMC000 | 2__HSIMC000 | SIMCOE ENERGY LIMITED | SIMCOE | G |  | _H | Southern | DEFAULT__H |  | C | 0.0071618 | 0 | 0 | 0.5085 | 0.4818 | 0.27 | 0 | 0 | 0 | 0 | F | T | F |  | 2019-06-01 |  | F
2__HSING000 | SING_H | United Gas & Power Trading Ltd | SING | G |  | _H | Southern | DEFAULT__H |  | C | 0.0071618 | 0 | -2.22 | 0.5085 | 0.4818 | 0.27 | -1.129 | -1.07 | 0 | 0 | F | T | F |  | 2019-06-01 |  | F
2__HSINQ000 | Sinq_H | Sinq Power Ltd | SINQ | G |  | _H | Southern | DEFAULT__H |  | C | 0.0071618 | 0 | -2.6 | 0.5754 | 0.4677 | 0.27 | -1.496 | -1.216 | 0 | 0 | F | T | F |  | 2019-06-01 |  | F
2__HSIRO000 | 2__HSIRO000 | Hudson Energy Supply UK Ltd | AMPERE | G |  | _H | Southern | DEFAULT__H |  | C | 0.0071618 | 0 | 0 | 0.5085 | 0.4818 | 0.27 | 0 | 0 | 0 | 0 | F | T | F |  | 2019-06-01 |  | F
2__HSKLN000 | 2__HSKLN000 | Skylane Energy Supply Ltd | SKYLANE | G |  | _H | Southern | DEFAULT__H |  | C | 0.0071618 | 0 | 0 | 0.5085 | 0.4818 | 0.27 | 0 | 0 | 0 | 0 | F | T | F |  | 2019-06-01 |  | F
2__HSLVR000 | 2__HSLVR000 | CNG Electricity Limited | SILVER | G |  | _H | Southern | DEFAULT__H |  | C | 0.0071618 | 0.084 | -0.022 | 0.45 | 0.375 | 0.425 | -0.01 | -0.008 | 0.038 | 0.032 | F | T | F |  | 2019-06-01 |  | F
2__HSMAR000 | 2__HSMAR000 | Smartestenergy Limited | SMARTEST | G | STH-SEL01 | _H | Southern | DEFAULT__H |  | C | 0.0071618 | 416.762 | -111.873 | 0.1708 | 0.199 | 0.27 | -19.108 | -22.263 | 71.183 | 82.936 | F | T | T |  | 2019-06-01 |  | F
2__HSNFR000 | 2__HSNFR000 | Sunflower Energy Supply Ltd | SUNFLOWE | G |  | _H | Southern | DEFAULT__H |  | C | 0.0071618 | 0 | 0 | 0.5085 | 0.4818 | 0.27 | 0 | 0 | 0 | 0 | F | T | F |  | 2019-06-01 |  | F
2__HSOUT000 | SE SBMU1 - Southern GSPG | SSE Electricity Limited | SWEL | G | STH-STH01 | _H | Southern | DEFAULT__H |  | C | 0.0071618 | 0 | -868.8 | 0.5934 | 0.6231 | 0.27 | -515.546 | -541.349 | 0 | 0 | F | T | T |  | 2019-06-01 |  | F
2__HSPAL000 | 2__HSPAL000 | Home Energy Trading Ltd | SPALT | G |  | _H | Southern | DEFAULT__H |  | C | 0.0071618 | 0 | -0.004 | 0.5085 | 0.4818 | 0.27 | -0.002 | -0.002 | 0 | 0 | F | T | F |  | 2019-06-01 |  | F
2__HSPOW000 | 2__HSPOW000 | SP Energy Retail Ltd | SPSUP01 | G | STH-SPC01 | _H | Southern | DEFAULT__H |  | C | 0.0071618 | 0 | -332 | 0.745 | 0.6851 | 0.27 | -247.34 | -227.453 | 0 | 0 | F | T | T |  | 2019-06-01 |  | F
2__HSPRK000 | 2__HSPRK000 | OVO Electricity Ltd | OVOE | G |  | _H | Southern | DEFAULT__H |  | C | 0.0071618 | 0 | -16.76 | 0.5779 | 0.6061 | 0.27 | -9.686 | -10.158 | 0 | 0 | F | T | F |  | 2019-06-01 |  | F
2__HSQKY000 | 2__HSQKY000 | Squeaky Clean Energy Limited | ESSL1015 | G |  | _H | Southern | DEFAULT__H |  | C | 0.0071618 | 0 | 0 | 0.5085 | 0.4818 | 0.27 | 0 | 0 | 0 | 0 | F | T | F |  | 2019-07-17 |  | F
2__HSTAT000 | STAT H Southern | Statkraft Markets Gmbh | STATKRA1 | G |  | _H | Southern | DEFAULT__H |  | C | 0.0071618 | 284 | 0 | 0.2502 | 0.242 | 0.2478 | 0 | 0 | 70.375 | 70.375 | F | T | F |  | 2019-06-01 |  | F
2__HSWAE000 | SWA SBMU1 - Southern GSPG | SSE Electricity Limited | SWEL | G | STH-SWA01 | _H | Southern | DEFAULT__H |  | C | 0.0071618 | 0 | -0.2 | 0.4814 | 0.5163 | 0.27 | -0.096 | -0.103 | 0 | 0 | F | T | T |  | 2019-06-01 |  | F
2__HSWDP000 | 2__HSWDP000 | Snowdrop Energy Supply Ltd | SNOWDROP | G |  | _H | Southern | DEFAULT__H |  | C | 0.0071618 | 0.4 | 0 | 0.498 | 0.528 | 0.507 | 0 | 0 | 0.203 | 0.203 | F | T | F |  | 2019-06-01 |  | F
2__HSWEB000 | SWEB Default BMUid SOUT | EDF Energy Customers Ltd | LENCO | G | STH-SWT01 | _H | Southern | DEFAULT__H |  | C | 0.0071618 | 0 | -4 | 0.6164 | 0.6389 | 0.27 | -2.466 | -2.556 | 0 | 0 | F | T | T |  | 2019-06-01 |  | F
2__HSWEL000 | SWL SBMU1 - Southern GSPG | SSE Electricity Limited | SWEL | G |  | _H | Southern | DEFAULT__H |  | C | 0.0071618 | 0 | 0 | 0.5085 | 0.4818 | 0.27 | 0 | 0 | 0 | 0 | F | T | F |  | 2019-06-01 |  | F
2__HSYMB000 | 2__HSYMB000 | Symbio Energy Ltd | SYMBIO18 | G | STH-SYM01 | _H | Southern | DEFAULT__H |  | C | 0.0071618 | 0 | -0.002 | 0.15 | 0.2 | 0.27 | 0 | 0 | 0 | 0 | F | T | T |  | 2019-06-01 |  | F
2__HTEMP000 | 2__HTEMP000 | Temple Energy Limited | TEMPLE | G |  | _H | Southern | DEFAULT__H |  | C | 0.0071618 | 0 | 0 | 0.5085 | 0.4818 | 0.27 | 0 | 0 | 0 | 0 | F | T | F |  | 2019-06-01 |  | F
2__HTEXA000 | TEXA_H | AVRO COMMERCIAL ENERGY | TEXA | G |  | _H | Southern | DEFAULT__H |  | C | 0.0071618 | 0 | 0 | 0.5085 | 0.4818 | 0.27 | 0 | 0 | 0 | 0 | F | T | F |  | 2019-06-01 |  | F
2__HTGPL000 | 2__HTGPL000 | Total Gas & Power Ltd | TFEGP | G | STH-TFE01 | _H | Southern | DEFAULT__H |  | C | 0.0071618 | 114 | -210 | 0.6488 | 0.4976 | 0.27 | -136.248 | -104.496 | 73.963 | 56.726 | F | T | T |  | 2019-06-01 |  | F
2__HTHLE000 | 2__HTHLE000 | Orbit Energy Limited | THISTLE | G |  | _H | Southern | DEFAULT__H |  | C | 0.0071618 | 0 | 0 | 0.4315 | 0.4533 | 0.27 | 0 | 0 | 0 | 0 | F | T | F |  | 2019-06-01 |  | F
2__HTHRE000 | 2__HTHRE000 | Corona Energy Retail 4 Limited | SUPELEC3 | G |  | _H | Southern | DEFAULT__H |  | C | 0.0071618 | 0 | -11 | 0.5952 | 0.3932 | 0.27 | -6.547 | -4.325 | 0 | 0 | F | T | F |  | 2019-06-01 |  | F
2__HTILL000 | 2__HTILL000 | TILLICUM ENERGY LIMITED | TILLICUM | G |  | _H | Southern | DEFAULT__H |  | C | 0.0071618 | 0 | 0 | 0.5085 | 0.4818 | 0.27 | 0 | 0 | 0 | 0 | F | T | F |  | 2019-06-01 |  | F
2__HTLWD000 | 2__HTLWD000 | BRUNTWOOD ENERGY SERVICES LTD | TAILWIND | G |  | _H | Southern | DEFAULT__H |  | C | 0.0071618 | 0 | 0 | 0.2 | 0 | 0.27 | 0 | 0 | 0 | 0 | F | T | F |  | 2019-06-01 |  | F
2__HTNDO000 | 2__HTNDO000 | Pozitive Energy Limited | TORNADO | G |  | _H | Southern | DEFAULT__H |  | C | 0.0071618 | 0 | -32 | 0.6426 | 0.5525 | 0.27 | -20.563 | -17.68 | 0 | 0 | F | T | F |  | 2019-06-01 |  | F
2__HTOGO000 | 2__HTOGO000 | TOGETHER ENERGY SUPPLY LIMITED | AZACCA | G |  | _H | Southern | DEFAULT__H |  | C | 0.0071618 | 0 | 0 | 0.5085 | 0.4818 | 0.27 | 0 | 0 | 0 | 0 | F | T | F |  | 2019-06-01 |  | F
2__HTONB000 | 2__HTONB000 | Tonik Energy Limited | PILO1015 | G |  | _H | Southern | DEFAULT__H |  | C | 0.0071618 | 0 | 0 | 0.5085 | 0.4818 | 0.27 | 0 | 0 | 0 | 0 | F | T | F |  | 2019-06-01 |  | F
2__HTOTO000 | 2__HTOTO000 | TOTO Energy Limited | COVENT | G |  | _H | Southern | DEFAULT__H |  | C | 0.0071618 | 0 | 0 | 0.5085 | 0.4818 | 0.27 | 0 | 0 | 0 | 0 | F | T | F |  | 2019-06-01 |  | F
2__HTRAM000 | Tramonto_H | Switch Business Gas and Power | TRAM | G |  | _H | Southern | DEFAULT__H |  | C | 0.0071618 | 0 | -0.0276 | 0.4784 | 0.3946 | 0.27 | -0.013 | -0.011 | 0 | 0 | F | T | F |  | 2019-06-01 |  | F
2__HTREX000 | 2__HTREX000 | POWER4ALL Limited | POWER4 | G |  | _H | Southern | DEFAULT__H |  | C | 0.0071618 | 0 | -14 | 0.7267 | 0.7006 | 0.27 | -10.174 | -9.808 | 0 | 0 | F | T | F |  | 2019-06-01 |  | F
2__HTULP000 | 2__HTULP000 | PURE PLANET LIMITED | TULIP | G |  | _H | Southern | DEFAULT__H |  | C | 0.0071618 | 0 | -13.49 | 0.4105 | 0.4359 | 0.27 | -5.538 | -5.88 | 0 | 0 | F | T | F |  | 2019-06-27 |  | F
2__HUKPR000 | UK_Power_Reserve_H | UK Power Reserve Limited | UKPR | G |  | _H | Southern | DEFAULT__H |  | C | 0.0071618 | 20 | 0 | 0.1265 | 0.0739 | 0.1111 | 0 | 0 | 2.222 | 2.222 | F | T | F |  | 2019-06-01 |  | F
2__HVAVU000 | VAVU_H | Vavu Power Limited | VAVU | G |  | _H | Southern | DEFAULT__H |  | C | 0.0071618 | 0 | 0 | 0.5085 | 0.4818 | 0.27 | 0 | 0 | 0 | 0 | F | T | F |  | 2019-06-01 |  | F
2__HVERM000 | VERM_H | ENERGISE BRITAIN GAS & ELEC | VERM | G |  | _H | Southern | DEFAULT__H |  | C | 0.0071618 | 0 | 0 | 0.5085 | 0.4818 | 0.27 | 0 | 0 | 0 | 0 | F | T | F |  | 2019-06-01 |  | F
2__HVETS000 | VTS_GSP_H_008 | Vattenfall Energy Trading | VTS | G |  | _H | Southern | DEFAULT__H |  | C | 0.0071618 | 18.25 | 0 | 0.5085 | 0.4818 | 0.27 | 0 | 0 | 4.928 | 4.928 | F | T | F |  | 2019-06-01 |  | F
2__HVIPR000 | 2__HVIPR000 | Viper Energy Supply Ltd | VIPER | G |  | _H | Southern | DEFAULT__H |  | C | 0.0071618 | 0 | 0 | 0.5085 | 0.4818 | 0.27 | 0 | 0 | 0 | 0 | F | T | F |  | 2019-06-01 |  | F
2__HVIRG000 | VIRG_H | Green Energy Supply Limited | VIRG | G |  | _H | Southern | DEFAULT__H |  | C | 0.0071618 | 0 | 0 | 0.5085 | 0.4818 | 0.27 | 0 | 0 | 0 | 0 | F | T | F |  | 2019-06-01 |  | F
2__HVNGA000 | 2__HVNGA000 | Venga Energy Supply Ltd | VENGA | G |  | _H | Southern | DEFAULT__H |  | C | 0.0071618 | 0 | 0 | 0.5085 | 0.4818 | 0.27 | 0 | 0 | 0 | 0 | F | T | F |  | 2019-06-01 |  | F
2__HVNQT000 | 2__HVNQT000 | Vanquist Energy Supply Ltd | VANQUIST | G |  | _H | Southern | DEFAULT__H |  | C | 0.0071618 | 0 | 0 | 0.5085 | 0.4818 | 0.27 | 0 | 0 | 0 | 0 | F | T | F |  | 2019-06-01 |  | F
2__HVOLT000 | 2__HVOLT000 | Co-operative Energy Limited | VOLA | G |  | _H | Southern | DEFAULT__H |  | C | 0.0071618 | 11.028 | -29.719 | 0.4408 | 0.4695 | 0.27 | -13.1 | -13.953 | 4.861 | 5.178 | F | T | F |  | 2019-06-19 |  | F
2__HWASH000 | WASH_H | Utility Point Limited | WASH | G |  | _H | Southern | DEFAULT__H |  | C | 0.0071618 | 0 | -10 | 0.4304 | 0.4531 | 0.27 | -4.304 | -4.531 | 0 | 0 | F | T | F |  | 2019-06-01 |  | F
2__HWILL000 | 2__HWILL000 | WILLAMETTE ENERGY LIMITED | WILLAMET | G |  | _H | Southern | DEFAULT__H |  | C | 0.0071618 | 0 | 0 | 0.5085 | 0.4818 | 0.27 | 0 | 0 | 0 | 0 | F | T | F |  | 2019-06-01 |  | F
2__HYELG000 | _H Default BM Southern | NPower Yorkshire Supply Ltd | YE | G | STH-YEP01 | _H | Southern | DEFAULT__H |  | C | 0.0071618 | 0 | -0.176 | 0.5603 | 0.5931 | 0.27 | -0.099 | -0.104 | 0 | 0 | F | T | T |  | 2019-06-01 |  | F
2__HYNRG000 | 2__HYNRG000 | Daisy Energy Supply Ltd | DAISY | G |  | _H | Southern | DEFAULT__H |  | C | 0.0071618 | 0 | 0 | 0.5085 | 0.4818 | 0.27 | 0 | 0 | 0 | 0 | F | T | F |  | 2019-06-19 |  | F
2__HZPYR000 | 2__HZPYR000 | Green Network Energy Limited | ZEPHYR | G |  | _H | Southern | DEFAULT__H |  | C | 0.0071618 | 0 | -21.22 | 0.5618 | 0.5944 | 0.27 | -11.921 | -12.613 | 0 | 0 | F | T | F |  | 2019-07-22 | F | F
2__HZYTH000 | 2__HZYTH000 | ZYTHOS ENERGY LIMITED | ZYTHOS | G |  | _H | Southern | DEFAULT__H |  | C | 0.0071618 | 0 | 0 | 0.5085 | 0.4818 | 0.27 | 0 | 0 | 0 | 0 | F | T | F |  | 2019-06-01 |  | F
2__JALAB000 | ALAB_J | ALABAMA ENERGY LIMITED | ALAB | G |  | _J | South Eastern | DEFAULT__J |  | C | 0.0019454 | 0 | 0 | 0.5058 | 0.4839 | 0.27 | 0 | 0 | 0 | 0 | F | T | F |  | 2019-06-01 |  | F
2__JALAS000 | ALAS_J | ALASKA ENERGY LIMITED | ALAS | G |  | _J | South Eastern | DEFAULT__J |  | C | 0.0019454 | 0 | 0 | 0.5058 | 0.4839 | 0.27 | 0 | 0 | 0 | 0 | F | T | F |  | 2019-06-01 |  | F
2__JALTI000 | 2__JALTI000 | Co-operative Energy Limited | VOLA | G |  | _J | South Eastern | DEFAULT__J |  | C | 0.0019454 | 0 | -2.9394 | 0.5626 | 0.5907 | 0.27 | -1.654 | -1.736 | 0 | 0 | F | T | F |  | 2019-06-01 |  | F
2__JANGE000 | 2__JANGE000 | Limejump Energy Limited | ANGEL | G |  | _J | South Eastern | DEFAULT__J |  | C | 0.0019454 | 76.2 | -28.6 | 0.1413 | 0.1319 | 0.27 | -4.041 | -3.772 | 10.767 | 10.051 | F | T | F |  | 2019-06-01 |  | F
2__JANGE001 | 2__JANGE001 | Limejump Energy Limited | ANGEL | S | AG-JLIM01 | _J | South Eastern | DEFAULT__J |  | C | 0.0019454 | 50 | 0 | 0.5058 | 0.4839 | 0.27 | 0 | 0 | 13.5 | 13.5 | F | T | T |  | 2019-06-01 | F | F
2__JANGE002 | 2__JANGE002 | Limejump Energy Limited | ANGEL | S |  | _J | South Eastern | DEFAULT__J |  | C | 0.0019454 | 50 | 0 | 0.5058 | 0.4839 | 0.27 | 0 | 0 | 13.5 | 13.5 | F | T | F |  | 2019-06-01 | F | F
2__JARIZ000 | ARIZ_J | Simplicity Energy Limited | ARIZ | G |  | _J | South Eastern | DEFAULT__J |  | C | 0.0019454 | 0 | -2.064 | 0.2992 | 0.3104 | 0.27 | -0.618 | -0.641 | 0 | 0 | F | T | F |  | 2019-06-19 |  | F
2__JARRU000 | 2__JARRU000 | BlueGreen Energy Services | ARRUZZI | G |  | _J | South Eastern | DEFAULT__J |  | C | 0.0019454 | 0 | 0 | 0.5058 | 0.4839 | 0.27 | 0 | 0 | 0 | 0 | F | T | F |  | 2019-06-01 |  | F
2__JAVRO000 | AVRO_J | AVRO ENERGY LIMITED | AVRO | G |  | _J | South Eastern | DEFAULT__J |  | C | 0.0019454 | 0 | -28 | 0.5016 | 0.5254 | 0.27 | -14.045 | -14.711 | 0 | 0 | F | T | F |  | 2019-06-12 |  | F
2__JAXIS000 | 2__JAXIS000 | Axis Telecom Ltd | AXISTELE | G |  | _J | South Eastern | DEFAULT__J |  | C | 0.0019454 | 0 | 0 | 0.5818 | 0.4896 | 0.27 | 0 | 0 | 0 | 0 | F | T | F |  | 2019-06-01 |  | F
2__JAXPO000 | 2__JAXPO000 | AXPO UK LIMITED | EGLUK | G | SEE-AXPO1 | _J | South Eastern | DEFAULT__J |  | C | 0.0019454 | 13 | -3 | 0.071 | 0.1815 | 0.27 | -0.213 | -0.545 | 0.923 | 2.36 | F | T | F |  | 2019-06-01 |  | F
2__JAZAC000 | 2__JAZAC000 | TOGETHER ENERGY SUPPLY LIMITED | AZACCA | G |  | _J | South Eastern | DEFAULT__J |  | C | 0.0019454 | 0 | 0 | 0.5058 | 0.4839 | 0.27 | 0 | 0 | 0 | 0 | F | T | F |  | 2019-06-01 |  | F
2__JBARB000 | 2__JBARB000 | Barbican Power Limited | BARBICAN | G |  | _J | South Eastern | DEFAULT__J |  | C | 0.0019454 | 0 | 0 | 0.5058 | 0.4839 | 0.27 | 0 | 0 | 0 | 0 | F | T | F |  | 2019-06-01 |  | F
2__JBAYS000 | 2__JBAYS000 | Bayswater Energy Limited | BAYSWATE | G |  | _J | South Eastern | DEFAULT__J |  | C | 0.0019454 | 0 | 0 | 0.5058 | 0.4839 | 0.27 | 0 | 0 | 0 | 0 | F | T | F |  | 2019-06-01 |  | F
2__JBCFC000 | 2__JBCFC000 | Octopus Energy Limited | MERCURY | G |  | _J | South Eastern | DEFAULT__J |  | C | 0.0019454 | 0 | 0 | 0.55 | 0.5786 | 0.27 | 0 | 0 | 0 | 0 | F | T | F |  | 2019-06-01 |  | F
2__JBELS000 | 2__JBELS000 | Belsize Energy Limited | BELSIZE | G |  | _J | South Eastern | DEFAULT__J |  | C | 0.0019454 | 0 | 0 | 0.5058 | 0.4839 | 0.27 | 0 | 0 | 0 | 0 | F | T | F |  | 2019-06-01 |  | F
2__JBETH000 | 2__JBETH000 | Mongoose Energy Supply Limited | BETHNAL | G |  | _J | South Eastern | DEFAULT__J |  | C | 0.0019454 | 0 | 0 | 0.5058 | 0.4839 | 0.27 | 0 | 0 | 0 | 0 | F | T | F |  | 2019-06-01 |  | F
2__JBGAS000 | 2__JBGAS000 | British Gas Trading Ltd | BRITGAS | G | SEE-BGS01 | _J | South Eastern | DEFAULT__J |  | C | 0.0019454 | 0 | -254.001 | 0.5673 | 0.5945 | 0.27 | -144.095 | -151.004 | 0 | 0 | F | T | T |  | 2019-06-19 |  | F
2__JBIZZ000 | 2__JBIZZ000 | British Gas Trading Ltd | BRITGAS | G | SEE-BIZ01 | _J | South Eastern | DEFAULT__J |  | C | 0.0019454 | 0 | -4 | 0.3961 | 0.3166 | 0.27 | -1.584 | -1.266 | 0 | 0 | F | T | F |  | 2019-06-01 |  | F
2__JBLBL000 | 2__JBLBL000 | Bluebell Energy Supply Ltd | BLUEBELL | G |  | _J | South Eastern | DEFAULT__J |  | C | 0.0019454 | 0 | 0 | 0.5058 | 0.4839 | 0.27 | 0 | 0 | 0 | 0 | F | T | F |  | 2019-06-01 |  | F
2__JBNRG000 | 2__JBNRG000 | Electricity Plus Supply Ltd | BAENERGY | G |  | _J | South Eastern | DEFAULT__J |  | C | 0.0019454 | 0 | -63.162 | 0.5857 | 0.6046 | 0.27 | -36.994 | -38.188 | 0 | 0 | F | T | F |  | 2019-06-01 | F | F
2__JBORE000 | 2__JBORE000 | Zebra Power Limited | BOR | G |  | _J | South Eastern | DEFAULT__J |  | C | 0.0019454 | 0 | -0.07 | 0.5644 | 0.5908 | 0.27 | -0.04 | -0.041 | 0 | 0 | F | T | F |  | 2019-06-01 |  | F
2__JBORO000 | 2__JBORO000 | Borough Energy Limited | BOROUGH | G |  | _J | South Eastern | DEFAULT__J |  | C | 0.0019454 | 0 | 0 | 0.5058 | 0.4839 | 0.27 | 0 | 0 | 0 | 0 | F | T | F |  | 2019-06-01 |  | F
2__JBPGM000 | 2__JBPGM000 | BP Gas Marketing Limited | BPGAS | G |  | _J | South Eastern | DEFAULT__J |  | C | 0.0019454 | 0 | 0 | 0.5058 | 0.4839 | 0.27 | 0 | 0 | 0 | 0 | F | T | F |  | 2019-06-01 |  | F
2__JBREZ000 | 2__JBREZ000 | Breeze Energy Supply Ltd | BREEZE | G |  | _J | South Eastern | DEFAULT__J |  | C | 0.0019454 | 2.236 | -1.24 | 0.5361 | 0.5621 | 0.27 | -0.665 | -0.697 | 1.199 | 1.257 | F | T | F |  | 2019-06-01 |  | F
2__JBRZE000 | 2__JBRZE000 | arto.energy Ltd | BRONZE | G |  | _J | South Eastern | DEFAULT__J |  | C | 0.0019454 | 0 | 0 | 0.5058 | 0.4839 | 0.27 | 0 | 0 | 0 | 0 | F | T | F |  | 2019-06-01 |  | F
2__JBULN000 | 2__JBULN000 | Bryt Energy Limited | BULLION | G |  | _J | South Eastern | DEFAULT__J |  | C | 0.0019454 | 0 | -11.2 | 0.2889 | 0.1214 | 0.27 | -3.236 | -1.36 | 0 | 0 | F | T | F |  | 2019-06-01 |  | F
2__JCALI000 | 2__JCALI000 | Callesti Energy Supply Limited | CALLESTI | G |  | _J | South Eastern | DEFAULT__J |  | C | 0.0019454 | 0 | 0 | 0.5058 | 0.4839 | 0.27 | 0 | 0 | 0 | 0 | F | T | F |  | 2019-06-01 |  | F
2__JCALL000 | 2__JCALL000 | SP Energy Retail Ltd | SPSUP01 | G |  | _J | South Eastern | DEFAULT__J |  | C | 0.0019454 | 0 | -17.4 | 0.6904 | 0.6577 | 0.27 | -12.013 | -11.444 | 0 | 0 | F | T | F |  | 2019-06-01 |  | F
2__JCBRA000 | 2__JCBRA000 | Cabra Energy Supply Ltd | CABRA | G |  | _J | South Eastern | DEFAULT__J |  | C | 0.0019454 | 0 | 0 | 0.5058 | 0.4839 | 0.27 | 0 | 0 | 0 | 0 | F | T | F |  | 2019-06-01 |  | F
2__JCFWR000 | 2__JCFWR000 | Eddington Energy Supply Ltd | EDDINGTN | G |  | _J | South Eastern | DEFAULT__J |  | C | 0.0019454 | 0 | 0 | 0.5752 | 0.6003 | 0.27 | 0 | 0 | 0 | 0 | F | T | F |  | 2019-06-01 |  | F
2__JCILI000 | 2__JCILI000 | Cilleni Energy Supply Limited | CILLENI | G |  | _J | South Eastern | DEFAULT__J |  | C | 0.0019454 | 0 | 0 | 0.5058 | 0.4839 | 0.27 | 0 | 0 | 0 | 0 | F | T | F |  | 2019-06-01 |  | F
2__JCIRC000 | 2__JCIRC000 | Flow Energy Ltd | CIRCUIT | G |  | _J | South Eastern | DEFAULT__J |  | C | 0.0019454 | 0 | -13.125 | 0.5991 | 0.6236 | 0.27 | -7.863 | -8.185 | 0 | 0 | F | T | F |  | 2019-06-01 |  | F
2__JCIRC001 | FLOWHH_J1 | Flow Energy Ltd | CIRCUIT | S |  | _J | South Eastern | DEFAULT__J |  | C | 0.0019454 | 0 | 0 | 0.5058 | 0.4839 | 0.27 | 0 | 0 | 0 | 0 | F | T | F |  | 2019-06-01 | F | F
2__JCMRO000 | 2__JCMRO000 | Camaro Energy Supply Ltd | CAMARO | G |  | _J | South Eastern | DEFAULT__J |  | C | 0.0019454 | 0 | 0 | 0.5058 | 0.4839 | 0.27 | 0 | 0 | 0 | 0 | F | T | F |  | 2019-06-01 |  | F
2__JCNDL000 | 2__JCNDL000 | NEAS Energy Ltd. | CNDA | G |  | _J | South Eastern | DEFAULT__J |  | C | 0.0019454 | 1280 | 0 | 0.2518 | 0.252 | 0.2518 | 0 | 0 | 322.304 | 322.304 | F | T | F |  | 2019-06-01 |  | F
2__JCNRG000 | 2__JCNRG000 | Opus Energy (Corporate) Ltd | CHENERGY | G |  | _J | South Eastern | DEFAULT__J |  | C | 0.0019454 | 0 | -31.52 | 0.6236 | 0.4874 | 0.27 | -19.656 | -15.363 | 0 | 0 | F | T | F |  | 2019-07-03 |  | F
2__JCOLG000 | 2__JCOLG000 | Colgano Energy Supply Limited | COLGANO | G |  | _J | South Eastern | DEFAULT__J |  | C | 0.0019454 | 0 | 0 | 0.5058 | 0.4839 | 0.27 | 0 | 0 | 0 | 0 | F | T | F |  | 2019-06-01 |  | F
2__JCOLO000 | COLO_J | COLORADO ENERGY LIMITED | COLO | G |  | _J | South Eastern | DEFAULT__J |  | C | 0.0019454 | 0 | 0 | 0.5058 | 0.4839 | 0.27 | 0 | 0 | 0 | 0 | F | T | F |  | 2019-06-01 |  | F
2__JCOMT000 | 2__JCOMT000 | ENSTROGA Ltd | COMT1015 | G |  | _J | South Eastern | DEFAULT__J |  | C | 0.0019454 | 0 | -3.708 | 0.3434 | 0.342 | 0.27 | -1.273 | -1.268 | 0 | 0 | F | T | F |  | 2019-06-01 |  | F
2__JCOOP000 | 2__JCOOP000 | I Supply Energy Limited | COOP | G |  | _J | South Eastern | DEFAULT__J |  | C | 0.0019454 | 0 | -9.54 | 0.5811 | 0.6119 | 0.27 | -5.544 | -5.838 | 0 | 0 | F | T | F |  | 2019-06-01 |  | F
2__JCOOP001 | ISEWIND_J | I Supply Energy Limited | COOP | S |  | _J | South Eastern | DEFAULT__J |  | C | 0.0019454 | 0 | 0 | 0.5058 | 0.4839 | 0.27 | 0 | 0 | 0 | 0 | F | T | F |  | 2019-06-01 | F | F
2__JCORE000 | 2__JCORE000 | Corona Energy Retail 4 Limited | SUPELEC3 | G |  | _J | South Eastern | DEFAULT__J |  | C | 0.0019454 | 0 | 0 | 0.5058 | 0.4839 | 0.27 | 0 | 0 | 0 | 0 | F | T | F |  | 2019-06-01 |  | F
2__JCOUL000 | 2__JCOUL000 | Coulomb Energy Supply Limited | COULOMB | G |  | _J | South Eastern | DEFAULT__J |  | C | 0.0019454 | 0 | 0 | 0.5058 | 0.4839 | 0.27 | 0 | 0 | 0 | 0 | F | T | F |  | 2019-06-01 |  | F
2__JCOVE000 | 2__JCOVE000 | TOTO Energy Limited | COVENT | G |  | _J | South Eastern | DEFAULT__J |  | C | 0.0019454 | 0 | -0.86 | 0.5618 | 0.5917 | 0.27 | -0.483 | -0.509 | 0 | 0 | F | T | F |  | 2019-06-01 |  | F
2__JCPPR000 | 2__JCPPR000 | Affect Energy Ltd | COPPER | G |  | _J | South Eastern | DEFAULT__J |  | C | 0.0019454 | 0 | -9.96 | 0.5658 | 0.5844 | 0.27 | -5.635 | -5.821 | 0 | 0 | F | T | F |  | 2019-06-01 |  | F
2__JCYCL000 | 2__JCYCL000 | Business Power & Gas Limited | CYCLONE | G |  | _J | South Eastern | DEFAULT__J |  | C | 0.0019454 | 0 | -5.868 | 0.6235 | 0.5021 | 0.27 | -3.659 | -2.946 | 0 | 0 | F | T | F |  | 2019-06-01 |  | F
2__JDESL000 | 2__JDESL000 | Daisy Energy Supply Ltd | DAISY | G |  | _J | South Eastern | DEFAULT__J |  | C | 0.0019454 | 0 | -1.264 | 0.5058 | 0.4839 | 0.27 | -0.639 | -0.612 | 0 | 0 | F | T | F |  | 2019-06-01 |  | F
2__JDFDL000 | 2__JDFDL000 | Tru Energy Limited | DAFFODIL | G |  | _J | South Eastern | DEFAULT__J |  | C | 0.0019454 | 0 | -0.38 | 0.5058 | 0.4839 | 0.27 | -0.192 | -0.184 | 0 | 0 | F | T | F |  | 2019-06-01 |  | F
2__JDIRA000 | 2__JDIRA000 | Social Energy Supply Ltd | DIRAC | G |  | _J | South Eastern | DEFAULT__J |  | C | 0.0019454 | 0 | -0.0067 | 0.5058 | 0.4839 | 0.27 | -0.003 | -0.003 | 0 | 0 | F | T | F |  | 2019-06-01 |  | F
2__JDNRG000 | 2__JDNRG000 | Donnington Energy Limited | DOENERGY | G |  | _J | South Eastern | DEFAULT__J |  | C | 0.0019454 | 0 | 0 | 0.5058 | 0.4839 | 0.27 | 0 | 0 | 0 | 0 | F | T | F |  | 2019-06-01 |  | F
2__JDRGI000 | UKHC_J | UK Healthcare Corporation Ltd | DENERGI1 | G |  | _J | South Eastern | DEFAULT__J |  | C | 0.0019454 | 0 | 0 | 0.5058 | 0.4839 | 0.27 | 0 | 0 | 0 | 0 | F | T | F |  | 2019-06-01 |  | F
2__JDUAL000 | 2__JDUAL000 | Dual Energy Direct Limited | DUALENER | G |  | _J | South Eastern | DEFAULT__J |  | C | 0.0019454 | 0 | -10.984 | 0.5866 | 0.4673 | 0.27 | -6.443 | -5.133 | 0 | 0 | F | T | F |  | 2019-06-01 |  | F
2__JEBES000 | 2__JEBES000 | BES Commercial Electricity Ltd | EBEA | G |  | _J | South Eastern | DEFAULT__J |  | C | 0.0019454 | 0 | -6.514 | 0.5636 | 0.4575 | 0.27 | -3.671 | -2.98 | 0 | 0 | F | T | F |  | 2019-06-01 |  | F
2__JECOA000 | 2__JECOA000 | British Gas Trading Ltd | BRITGAS | G |  | _J | South Eastern | DEFAULT__J |  | C | 0.0019454 | 22 | 0 | 0 | 0 | 0 | 0 | 0 | 0 | 0 | F | T | F |  | 2019-06-01 |  | F
2__JECON000 | 2__JECON000 | Economy Power | ECON1 | G |  | _J | South Eastern | DEFAULT__J |  | C | 0.0019454 | 0 | 0 | 0.5058 | 0.4839 | 0.27 | 0 | 0 | 0 | 0 | F | T | F |  | 2019-06-01 |  | F
2__JECOT000 | 2__JECOT000 | The Renewable Energy Co Ltd | RENC | G |  | _J | South Eastern | DEFAULT__J |  | C | 0.0019454 | 0 | -11.56 | 0.7102 | 0.6449 | 0.27 | -8.21 | -7.455 | 0 | 0 | F | T | F |  | 2019-06-01 |  | F
2__JEDDI000 | 2__JEDDI000 | Eddington Energy Supply Ltd | EDDINGTN | G |  | _J | South Eastern | DEFAULT__J |  | C | 0.0019454 | 0 | -4.2 | 0.5777 | 0.6014 | 0.27 | -2.426 | -2.526 | 0 | 0 | F | T | F |  | 2019-06-01 |  | F
2__JEDFE000 | EDFE_South East | EDF Energy Customers Ltd | LENCO | G | SEE-EDF01 | _J | South Eastern | DEFAULT__J |  | C | 0.0019454 | 0 | 0 | 0.5058 | 0.4839 | 0.27 | 0 | 0 | 0 | 0 | F | T | T |  | 2019-06-01 |  | F
2__JEDGE000 | 2__JEDGE000 | Edgware Energy Limited | EDGWARE | G |  | _J | South Eastern | DEFAULT__J |  | C | 0.0019454 | 0 | 0 | 0.5058 | 0.4839 | 0.27 | 0 | 0 | 0 | 0 | F | T | F |  | 2019-06-01 |  | F
2__JEDIR000 | 2__JEDIR000 | British Gas Trading Ltd | BRITGAS | G | SEE-EDR01 | _J | South Eastern | DEFAULT__J |  | C | 0.0019454 | 0 | 0 | 0.5058 | 0.4839 | 0.27 | 0 | 0 | 0 | 0 | F | T | T |  | 2019-06-01 |  | F
2__JEELC000 | 2__JEELC000 | E.ON Energy Solutions Limited | PGENERGY | G | SEE-EAS01 | _J | South Eastern | DEFAULT__J |  | C | 0.0019454 | 0 | 0 | 0.5058 | 0.4839 | 0.27 | 0 | 0 | 0 | 0 | F | T | T |  | 2019-06-01 |  | F
2__JEENG000 | 2__JEENG000 | E.ON Energy Solutions Limited | PGENERGY | G | SEE-EST01 | _J | South Eastern | DEFAULT__J |  | C | 0.0019454 | 0 | -4 | 0.6021 | 0.6224 | 0.27 | -2.408 | -2.49 | 0 | 0 | F | T | T |  | 2019-06-01 |  | F
2__JEETL000 | EETL in SouthEastern | OVO Electricity Ltd | OVOE | G |  | _J | South Eastern | DEFAULT__J |  | C | 0.0019454 | 0 | 0 | 0.5364 | 0.5642 | 0.27 | 0 | 0 | 0 | 0 | F | T | F |  | 2019-06-01 |  | F
2__JEFLS000 | EFLS_J | Effortless Energy Ltd | EENERGY | G |  | _J | South Eastern | DEFAULT__J |  | C | 0.0019454 | 0 | -0.015 | 0.5183 | 0.5423 | 0.27 | -0.008 | -0.008 | 0 | 0 | F | T | F |  | 2019-06-01 |  | F
2__JEGDX000 | J_EGASELEC | E (GAS AND ELECTRICITY) LTD | LORM | G |  | _J | South Eastern | DEFAULT__J |  | C | 0.0019454 | 0 | 0 | 0.5058 | 0.4839 | 0.27 | 0 | 0 | 0 | 0 | F | T | F |  | 2019-06-01 |  | F
2__JEGML000 | EGML_J | ECO GREEN MANAGEMENT LIMITED | YGP1 | G |  | _J | South Eastern | DEFAULT__J |  | C | 0.0019454 | 0 | -0.3522 | 0.5759 | 0.4514 | 0.27 | -0.203 | -0.159 | 0 | 0 | F | T | F |  | 2019-06-01 |  | F
2__JELEC000 | Electraphase_J | ELECTRAPHASE LIMITED | EPHASE | G |  | _J | South Eastern | DEFAULT__J |  | C | 0.0019454 | 0 | 0 | 0.5058 | 0.4839 | 0.27 | 0 | 0 | 0 | 0 | F | T | F |  | 2019-06-01 |  | F
2__JEMEB000 | 2__JEMEB000 | E.ON Energy Solutions Limited | PGENERGY | G | SEE-PGE01 | _J | South Eastern | DEFAULT__J |  | C | 0.0019454 | 0 | -208 | 0.6792 | 0.6611 | 0.27 | -141.274 | -137.509 | 0 | 0 | F | T | T |  | 2019-06-01 |  | F
2__JEMZO000 | 2__JEMZO000 | Emzo Energy Supply Ltd | EMZO | G |  | _J | South Eastern | DEFAULT__J |  | C | 0.0019454 | 0 | 0 | 0.5058 | 0.4839 | 0.27 | 0 | 0 | 0 | 0 | F | T | F |  | 2019-06-01 |  | F
2__JENDC000 | 2__JENDC000 | EPG Energy Limited | EPGNRG | G |  | _J | South Eastern | DEFAULT__J |  | C | 0.0019454 | 14.8 | -9.6 | -0.5542 | -0.6278 | 0.27 | 5.32 | 6.027 | -8.202 | -9.291 | F | T | F |  | 2019-06-08 |  | F
2__JENDC001 | 2__JENDC001 | EPG Energy Limited | EPGNRG | S |  | _J | South Eastern | DEFAULT__J |  | C | 0.0019454 | 0 | 0 | 0.5058 | 0.4839 | 0.27 | 0 | 0 | 0 | 0 | F | T | F |  | 2019-06-01 | F | F
2__JENDC002 | 2__JENDC002 | EPG Energy Limited | EPGNRG | S |  | _J | South Eastern | DEFAULT__J |  | C | 0.0019454 | 0 | 0 | 0.5058 | 0.4839 | 0.27 | 0 | 0 | 0 | 0 | F | T | F |  | 2019-06-01 | F | F
2__JENEC000 | 2__JENEC000 | Eneco Energy Trade | ENECOUK | G |  | _J | South Eastern | DEFAULT__J |  | C | 0.0019454 | 0 | -1.95 | 0.4744 | 0.2177 | 0.27 | -0.925 | -0.425 | 0 | 0 | F | T | F |  | 2019-06-01 |  | F
2__JENER000 | 2__JENER000 | Simply Your Energy | SUPLENER | G |  | _J | South Eastern | DEFAULT__J |  | C | 0.0019454 | 0 | 0 | 0.5058 | 0.4839 | 0.27 | 0 | 0 | 0 | 0 | F | T | F |  | 2019-06-01 |  | F
2__JENGQ000 | EnergyQ_J | Eversmart Energy Ltd | ENGQ | G |  | _J | South Eastern | DEFAULT__J |  | C | 0.0019454 | 0 | -3.215 | 0.4538 | 0.4763 | 0.27 | -1.459 | -1.531 | 0 | 0 | F | T | F |  | 2019-06-01 |  | F
2__JENRD000 | 2__JENRD000 | British Gas Trading Ltd | BRITGAS | G | SEE-ENR01 | _J | South Eastern | DEFAULT__J |  | C | 0.0019454 | 76 | -140 | 0.5082 | 0.3706 | 0.27 | -71.148 | -51.884 | 38.623 | 28.166 | F | T | T |  | 2019-06-01 |  | F
2__JENRD002 | 2__JENRD002 | British Gas Trading Ltd | BRITGAS | S |  | _J | South Eastern | DEFAULT__J |  | C | 0.0019454 | 52.769 | -1 | 0.5058 | 0.4839 | 0.27 | -0.506 | -0.484 | 26.691 | 25.535 | F | T | F |  | 2019-06-01 | F | F
2__JENRG000 | 2__JENRG000 | Opus Energy Renewables Limited | EVENERGY | G |  | _J | South Eastern | DEFAULT__J |  | C | 0.0019454 | 7.72 | 0 | 0.2355 | 0.2496 | 0.2397 | 0 | 0 | 1.85 | 1.85 | F | T | F |  | 2019-06-01 |  | F
2__JENRG002 | ENRGJ2 | Opus Energy Renewables Limited | EVENERGY | S |  | _J | South Eastern | DEFAULT__J |  | C | 0.0019454 | 7.26 | 0 | 0.1995 | 0.2313 | 0.2088 | 0 | 0 | 1.516 | 1.516 | F | T | F |  | 2019-06-01 | F | F
2__JEOND000 | 2__JEOND000 | E.ON Energy Solutions Limited | PGENERGY | G |  | _J | South Eastern | DEFAULT__J |  | C | 0.0019454 | 0 | -4 | 0.5058 | 0.4839 | 0.27 | -2.023 | -1.936 | 0 | 0 | F | T | F |  | 2019-06-01 |  | F
2__JEPHH000 | 2__JEPHH000 | Economy Power | ECON1 | G |  | _J | South Eastern | DEFAULT__J |  | C | 0.0019454 | 0 | 0 | 0.5058 | 0.4839 | 0.27 | 0 | 0 | 0 | 0 | F | T | F |  | 2019-06-01 |  | F
2__JEQUI000 | 2__JEQUI000 | Equinicity Ltd | EQUIN | G |  | _J | South Eastern | DEFAULT__J |  | C | 0.0019454 | 0 | 0 | 0.5058 | 0.4839 | 0.27 | 0 | 0 | 0 | 0 | F | T | F |  | 2019-06-19 |  | F
2__JESSL000 | 2__JESSL000 | Squeaky Clean Energy Limited | ESSL1015 | G |  | _J | South Eastern | DEFAULT__J |  | C | 0.0019454 | 0 | -4 | 0.6483 | 0.4718 | 0.27 | -2.593 | -1.887 | 0 | 0 | F | T | F |  | 2019-06-01 |  | F
2__JEURO000 | 2__JEURO000 | Robin Hood Energy Limited | EUROPA | G |  | _J | South Eastern | DEFAULT__J |  | C | 0.0019454 | 0 | -8.72 | 0.5356 | 0.5556 | 0.27 | -4.67 | -4.845 | 0 | 0 | F | T | F |  | 2019-06-01 |  | F
2__JEUST000 | 2__JEUST000 | Euston Energy Limited | EUSTON | G |  | _J | South Eastern | DEFAULT__J |  | C | 0.0019454 | 0 | 0 | 0.5058 | 0.4839 | 0.27 | 0 | 0 | 0 | 0 | F | T | F |  | 2019-06-01 |  | F
2__JEVER000 | 2__JEVER000 | Eversmart Energy Ltd | ENGQ | G |  | _J | South Eastern | DEFAULT__J |  | C | 0.0019454 | 0 | 0 | 0.5058 | 0.4839 | 0.27 | 0 | 0 | 0 | 0 | F | T | F |  | 2019-06-01 |  | F
2__JEXGL000 | Exelon_J | Exelon Generation Limited | EXGENLIM | G |  | _J | South Eastern | DEFAULT__J |  | C | 0.0019454 | 0 | 0 | 0.5058 | 0.4839 | 0.27 | 0 | 0 | 0 | 0 | F | T | F |  | 2019-06-01 |  | F
2__JFARA000 | 2__JFARA000 | URE Energy Limited | FARADAY | G |  | _J | South Eastern | DEFAULT__J |  | C | 0.0019454 | 0 | 0 | 0.4031 | 0.4094 | 0.27 | 0 | 0 | 0 | 0 | F | T | F |  | 2019-06-01 |  | F
2__JFARR000 | 2__JFARR000 | Farringdon Energy Limited | FARRINGD | G |  | _J | South Eastern | DEFAULT__J |  | C | 0.0019454 | 0 | 0 | 0.5058 | 0.4839 | 0.27 | 0 | 0 | 0 | 0 | F | T | F |  | 2019-06-01 |  | F
2__JFLEX000 | 2__JFLEX000 | Flexitricity Limited | FLEXTRCY | G |  | _J | South Eastern | DEFAULT__J |  | C | 0.0019454 | 0 | 0 | 0.5058 | 0.4839 | 0.27 | 0 | 0 | 0 | 0 | F | T | F |  | 2019-06-01 |  | F
2__JFNRG000 | 2__JFNRG000 | Farmoor Energy Limited | FRENERGY | G |  | _J | South Eastern | DEFAULT__J |  | C | 0.0019454 | 0 | 0 | 0.5058 | 0.4839 | 0.27 | 0 | 0 | 0 | 0 | F | T | F |  | 2019-06-01 |  | F
2__JFRST000 | 2__JFRST000 | Shell Energy Retail Limited | FRST01 | G |  | _J | South Eastern | DEFAULT__J |  | C | 0.0019454 | 0 | -36.818 | 0.568 | 0.595 | 0.27 | -20.913 | -21.907 | 0 | 0 | F | T | F |  | 2019-06-24 |  | F
2__JFSEN000 | 2__JFSEN000 | F & S Energy Ltd | FSE0001 | G |  | _J | South Eastern | DEFAULT__J |  | C | 0.0019454 | 6 | -3 | 0.0757 | 0.1591 | 0.27 | -0.227 | -0.477 | 0.454 | 0.955 | F | T | F |  | 2019-06-01 |  | F
2__JFSEN001 | __JFSEN001 | F & S Energy Ltd | FSE0001 | S |  | _J | South Eastern | DEFAULT__J |  | C | 0.0019454 | 0 | 0 | 0.5058 | 0.4839 | 0.27 | 0 | 0 | 0 | 0 | F | T | F |  | 2019-06-01 | F | F
2__JFSEN002 | __JFSEN002 | F & S Energy Ltd | FSE0001 | S |  | _J | South Eastern | DEFAULT__J |  | C | 0.0019454 | 10 | -2.249 | 0.037 | 0.0308 | 0.27 | -0.083 | -0.069 | 0.37 | 0.308 | F | T | F |  | 2019-06-01 | F | F
2__JFXGL000 | 2__JFXGL000 | Foxglove Energy Supply Ltd | FOXGLOVE | G |  | _J | South Eastern | DEFAULT__J |  | C | 0.0019454 | 0 | -11.553 | 0.5145 | 0.5353 | 0.27 | -5.944 | -6.184 | 0 | 0 | F | T | F |  | 2019-06-01 |  | F
2__JGALE000 | 2__JGALE000 | PLANET 9 ENERGY LTD | GALENA | G |  | _J | South Eastern | DEFAULT__J |  | C | 0.0019454 | 0 | 0 | 0.5058 | 0.4839 | 0.27 | 0 | 0 | 0 | 0 | F | T | F |  | 2019-06-01 |  | F
2__JGANY000 | 2__JGANY000 | Solarplicity Supply Limited | GANYMEDE | G |  | _J | South Eastern | DEFAULT__J |  | C | 0.0019454 | 2.1 | -2.996 | 0.5346 | 0.5452 | 0.5865 | -1.602 | -1.633 | 1.123 | 1.145 | F | T | F |  | 2019-06-01 |  | F
2__JGESL000 | 2__JGESL000 | SO Energy Trading Limited | GOLD | G |  | _J | South Eastern | DEFAULT__J |  | C | 0.0019454 | 0 | -9.937 | 0.5375 | 0.5612 | 0.27 | -5.341 | -5.577 | 0 | 0 | F | T | F |  | 2019-06-01 |  | F
2__JGETW000 | 2__JGETW000 | Utilita Energy Limited | UTILITA | G |  | _J | South Eastern | DEFAULT__J |  | C | 0.0019454 | 0 | -32 | 0.6072 | 0.6128 | 0.27 | -19.43 | -19.61 | 0 | 0 | F | T | F |  | 2019-06-01 |  | F
2__JGLDE000 | 2__JGLDE000 | Golders Energy Limited | GOLDERS | G |  | _J | South Eastern | DEFAULT__J |  | C | 0.0019454 | 0 | 0 | 0.5058 | 0.4839 | 0.27 | 0 | 0 | 0 | 0 | F | T | F |  | 2019-06-01 |  | F
2__JGMTR000 | 2__JGMTR000 | Gazprom M & T Retail Ltd | GMTR | G |  | _J | South Eastern | DEFAULT__J |  | C | 0.0019454 | 103 | -37.245 | 0.0364 | 0.1046 | 0.27 | -1.356 | -3.896 | 3.749 | 10.774 | F | T | F |  | 2019-07-10 |  | F
2__JGMTX000 | 2__JGMTX000 | Gazprom M & T Retail Ltd | GMTR | G |  | _J | South Eastern | DEFAULT__J |  | C | 0.0019454 | 0 | 0 | 0.5058 | 0.4839 | 0.27 | 0 | 0 | 0 | 0 | F | T | F |  | 2019-06-19 |  | F
2__JGNRG000 | 2__JGNRG000 | Green Energy (UK) Plc | GRNUKPLC | G |  | _J | South Eastern | DEFAULT__J |  | C | 0.0019454 | 0 | -2 | 0.7487 | 0.6924 | 0.27 | -1.497 | -1.385 | 0 | 0 | F | T | F |  | 2019-06-01 |  | F
2__JGONG000 | 2__JGONG000 | Shell Energy Retail Limited | FRST01 | G |  | _J | South Eastern | DEFAULT__J |  | C | 0.0019454 | 0 | 0 | 0.5058 | 0.4839 | 0.27 | 0 | 0 | 0 | 0 | F | T | F |  | 2019-06-01 |  | F
2__JHAVE000 | 2__JHAVE000 | Haven Power Ltd | HAVEN | G | SEE-HVN01 | _J | South Eastern | DEFAULT__J |  | C | 0.0019454 | 8.404 | 0 | 0.5058 | 0.4839 | 0.27 | 0 | 0 | 2.269 | 2.269 | F | T | T |  | 2019-06-01 |  | F
2__JHAWK000 | 2__JHAWK000 | MAXEN POWER SUPPLY LIMITED | HAWKING | G |  | _J | South Eastern | DEFAULT__J |  | C | 0.0019454 | 0 | 0 | 0.5058 | 0.4839 | 0.27 | 0 | 0 | 0 | 0 | F | T | F |  | 2019-06-01 |  | F
2__JHOLB000 | 2__JHOLB000 | Holborn Energy Limited | HOLBORN | G |  | _J | South Eastern | DEFAULT__J |  | C | 0.0019454 | 0 | 0 | 0.5058 | 0.4839 | 0.27 | 0 | 0 | 0 | 0 | F | T | F |  | 2019-06-01 |  | F
2__JHOME000 | 2__JHOME000 | ENGIE Power Limited | RWETDL | G |  | _J | South Eastern | DEFAULT__J |  | C | 0.0019454 | 0 | -12 | 0.5485 | 0.5738 | 0.27 | -6.582 | -6.886 | 0 | 0 | F | T | F |  | 2019-06-01 |  | F
2__JHPOW000 | 2__JHPOW000 | Haven Power Ltd | HAVEN | G | SEE-HPW01 | _J | South Eastern | DEFAULT__J |  | C | 0.0019454 | 0 | -126 | 0.7733 | 0.671 | 0.27 | -97.436 | -84.546 | 0 | 0 | F | T | T |  | 2019-06-26 |  | F
2__JHPOW001 | __JHPOW001 | Haven Power Ltd | HAVEN | S |  | _J | South Eastern | DEFAULT__J |  | C | 0.0019454 | 0 | 0 | 0.5058 | 0.4839 | 0.27 | 0 | 0 | 0 | 0 | F | T | F |  | 2019-06-01 | F | F
2__JHPOW002 | __JHPOW002 | Haven Power Ltd | HAVEN | S |  | _J | South Eastern | DEFAULT__J |  | C | 0.0019454 | 0 | 0 | 0.5058 | 0.4839 | 0.27 | 0 | 0 | 0 | 0 | F | T | F |  | 2019-06-01 | F | F
2__JHUDG000 | 2__JHUDG000 | Hudson Energy Supply UK Ltd | AMPERE | G |  | _J | South Eastern | DEFAULT__J |  | C | 0.0019454 | 0 | 0 | 0.5058 | 0.4839 | 0.27 | 0 | 0 | 0 | 0 | F | T | F |  | 2019-06-01 |  | F
2__JHUDS000 | 2__JHUDS000 | Hudson Energy Supply UK Ltd | AMPERE | G |  | _J | South Eastern | DEFAULT__J |  | C | 0.0019454 | 0 | -8 | 0.6022 | 0.4994 | 0.27 | -4.818 | -3.995 | 0 | 0 | F | T | F |  | 2019-06-21 |  | F
2__JHYDE000 | SSE SBMU1 - Seeboard GSPG | SSE Electricity Limited | SWEL | G | SEE-SSE01 | _J | South Eastern | DEFAULT__J |  | C | 0.0019454 | 0 | -0.4 | 0.6176 | 0.6418 | 0.27 | -0.247 | -0.257 | 0 | 0 | F | T | T |  | 2019-06-01 |  | F
2__JIAMP000 | 2__JIAMP000 | AMPowerUK Ltd | INVE | G |  | _J | South Eastern | DEFAULT__J |  | C | 0.0019454 | 0 | 0 | 0.5058 | 0.4839 | 0.27 | 0 | 0 | 0 | 0 | F | T | F |  | 2019-06-01 |  | F
2__JIMPO000 | 2__JIMPO000 | SSE Energy Supply Limited | SSE | G | SEE-ATL01 | _J | South Eastern | DEFAULT__J |  | C | 0.0019454 | 0 | -213.6 | 0.6101 | 0.4833 | 0.27 | -130.317 | -103.233 | 0 | 0 | F | T | T |  | 2019-06-01 |  | F
2__JINDE000 | INDE SEEBOARD | Npower Direct Limited | NITTWO01 | G | SEE-INE01 | _J | South Eastern | DEFAULT__J |  | C | 0.0019454 | 0 | -11.12 | 0.5621 | 0.4577 | 0.27 | -6.251 | -5.09 | 0 | 0 | F | T | T |  | 2019-06-01 |  | F
2__JINVE000 | INVE_J | AMPowerUK Ltd | INVE | G |  | _J | South Eastern | DEFAULT__J |  | C | 0.0019454 | 0 | 0 | 0.5372 | 0.5302 | 0.27 | 0 | 0 | 0 | 0 | F | T | F |  | 2019-06-01 |  | F
2__JIRES000 | SEE-IRS01 | Octopus Energy Limited | MERCURY | G |  | _J | South Eastern | DEFAULT__J |  | C | 0.0019454 | 0 | 0 | 0.5058 | 0.4839 | 0.27 | 0 | 0 | 0 | 0 | F | T | F |  | 2019-07-17 |  | F
2__JIRID000 | 2__JIRID000 | PFP Energy Supplies Limited | IRIDIUM | G |  | _J | South Eastern | DEFAULT__J |  | C | 0.0019454 | 0 | -6.4 | 0.5793 | 0.6044 | 0.27 | -3.708 | -3.868 | 0 | 0 | F | T | F |  | 2019-06-01 |  | F
2__JJERE000 | 2__JJERE000 | Hudson Energy Supply UK Ltd | AMPERE | G | JJERE000 | _J | South Eastern | DEFAULT__J |  | C | 0.0019454 | 0 | -10 | 0.5736 | 0.6026 | 0.27 | -5.736 | -6.026 | 0 | 0 | F | T | F |  | 2019-06-21 |  | F
2__JKENS000 | 2__JKENS000 | Kensington Power Limited | KENSINGT | G |  | _J | South Eastern | DEFAULT__J |  | C | 0.0019454 | 0 | -3.8 | 0.5736 | 0.4419 | 0.27 | -2.18 | -1.679 | 0 | 0 | F | T | F |  | 2019-06-01 |  | F
2__JLIGH000 | 2__JLIGH000 | MVV Environment Services Ltd | LIGHTNIN | G |  | _J | South Eastern | DEFAULT__J |  | C | 0.0019454 | 26.34 | -5.28 | -4.2082 | -4.3215 | 0.27 | 22.219 | 22.818 | -110.844 | -113.828 | F | T | F |  | 2019-06-08 |  | F
2__JLILY000 | 2__JLILY000 | Delta Gas And Power Ltd | LILY | G |  | _J | South Eastern | DEFAULT__J |  | C | 0.0019454 | 0 | 0 | 0.5058 | 0.4839 | 0.27 | 0 | 0 | 0 | 0 | F | T | F |  | 2019-06-01 |  | F
2__JLIME000 | 2__JLIME000 | Limejump Energy Limited | ANGEL | G |  | _J | South Eastern | DEFAULT__J |  | C | 0.0019454 | 44 | 0 | 0.5058 | 0.4839 | 0.27 | 0 | 0 | 11.88 | 11.88 | F | T | F |  | 2019-06-01 |  | F
2__JLOND000 | LE Default BMUid SEEB | EDF Energy Customers Ltd | LENCO | G | SEE-LON01 | _J | South Eastern | DEFAULT__J |  | C | 0.0019454 | 0 | -390 | 0.7072 | 0.5907 | 0.27 | -275.808 | -230.373 | 0 | 0 | F | T | T |  | 2019-06-01 |  | F
2__JLORM000 | Lorimer_J | E (GAS AND ELECTRICITY) LTD | LORM | G |  | _J | South Eastern | DEFAULT__J |  | C | 0.0019454 | 0 | -3.52 | 0.4621 | 0.4893 | 0.27 | -1.627 | -1.722 | 0 | 0 | F | T | F |  | 2019-07-01 |  | F
2__JLUME000 | 2__JLUME000 | GNERGY Limited | LUMA | G |  | _J | South Eastern | DEFAULT__J |  | C | 0.0019454 | 0 | -2.722 | 0.5674 | 0.5921 | 0.27 | -1.544 | -1.612 | 0 | 0 | F | T | F |  | 2019-06-01 |  | F
2__JLUMO000 | 2__JLUMO000 | OVO Electricity Ltd | OVOE | G |  | _J | South Eastern | DEFAULT__J |  | C | 0.0019454 | 0 | 0 | 0.5047 | 0.5298 | 0.27 | 0 | 0 | 0 | 0 | F | T | F |  | 2019-06-01 |  | F
2__JLVDR000 | 2__JLVDR000 | ESB ENERGY LTD | LAVENDER | G |  | _J | South Eastern | DEFAULT__J |  | C | 0.0019454 | 0 | -4.232 | 0.3235 | 0.34 | 0.27 | -1.369 | -1.439 | 0 | 0 | F | T | F |  | 2019-06-01 |  | F
2__JMAEL000 | 2__JMAEL000 | MA Energy Limited | MA200308 | G |  | _J | South Eastern | DEFAULT__J |  | C | 0.0019454 | 0 | -0.5 | 0.5875 | 0.4265 | 0.27 | -0.294 | -0.213 | 0 | 0 | F | T | F |  | 2019-06-01 |  | F
2__JMAET000 | MA Energy Ltd | MA Energy Limited | MA200308 | G |  | _J | South Eastern | DEFAULT__J |  | C | 0.0019454 | 0 | 0 | 0.5058 | 0.4839 | 0.27 | 0 | 0 | 0 | 0 | F | T | F |  | 2019-06-01 |  | F
2__JMAGN000 | 2__JMAGN000 | Orsted Power Sales (UK) Ltd | MAGNETIC | G |  | _J | South Eastern | DEFAULT__J |  | C | 0.0019454 | 28 | -28 | 0.575 | 0.5257 | 0.27 | -16.1 | -14.72 | 16.1 | 14.72 | F | T | F |  | 2019-06-01 |  | F
2__JMAIN000 | MAIN_J | e2m - energy trading ltd | MAIN | G |  | _J | South Eastern | DEFAULT__J |  | C | 0.0019454 | 0 | 0 | 0.5058 | 0.4839 | 0.27 | 0 | 0 | 0 | 0 | F | T | F |  | 2019-06-01 |  | F
2__JMANW000 | 2__JMANW000 | SP Energy Retail Ltd | SPSUP01 | G | SEE-MNW01 | _J | South Eastern | DEFAULT__J |  | C | 0.0019454 | 0 | -1 | 0.5625 | 0.475 | 0.27 | -0.563 | -0.475 | 0 | 0 | F | T | T |  | 2019-06-01 |  | F
2__JMARB000 | 2__JMARB000 | Marble Power Limited | MARBLE | G |  | _J | South Eastern | DEFAULT__J |  | C | 0.0019454 | 0 | 0 | 0.557 | 0.5581 | 0.27 | 0 | 0 | 0 | 0 | F | T | F |  | 2019-06-01 |  | F
2__JMARI000 | 2__JMARI000 | LOGICOR ENERGY LTD | MARIGOLD | G |  | _J | South Eastern | DEFAULT__J |  | C | 0.0019454 | 0 | 0 | 0.5058 | 0.4839 | 0.27 | 0 | 0 | 0 | 0 | F | T | F |  | 2019-06-01 |  | F
2__JMATT000 | MATT_J | Mattina Limited | MATT | G |  | _J | South Eastern | DEFAULT__J |  | C | 0.0019454 | 0 | 0 | 0.5058 | 0.4839 | 0.27 | 0 | 0 | 0 | 0 | F | T | F |  | 2019-06-01 |  | F
2__JMIDE000 | NPEC SEEBOARD Area MIDE | Npower Limited | NPOWER01 | G | SEE-MID01 | _J | South Eastern | DEFAULT__J |  | C | 0.0019454 | 0 | -16.242 | 0.5769 | 0.6025 | 0.27 | -9.37 | -9.786 | 0 | 0 | F | T | T |  | 2019-06-01 |  | F
2__JMINT000 | 2__JMINT000 | Toucan Energy Limited | MINT | G |  | _J | South Eastern | DEFAULT__J |  | C | 0.0019454 | 0 | 0 | 0.5058 | 0.4839 | 0.27 | 0 | 0 | 0 | 0 | F | T | F |  | 2019-06-01 |  | F
2__JMISS000 | MISS_J | MISSISSIPPI ENERGY LIMITED | MISS | G |  | _J | South Eastern | DEFAULT__J |  | C | 0.0019454 | 0 | 0 | 0.5058 | 0.4839 | 0.27 | 0 | 0 | 0 | 0 | F | T | F |  | 2019-06-01 |  | F
2__JMONT000 | 2__JMONT000 | Monument Energy Limited | MONUMENT | G |  | _J | South Eastern | DEFAULT__J |  | C | 0.0019454 | 0 | -3.6 | 0.4706 | 0.4907 | 0.27 | -1.694 | -1.767 | 0 | 0 | F | T | F |  | 2019-06-01 |  | F
2__JMRCY000 | 2__JMRCY000 | Octopus Energy Limited | MERCURY | G |  | _J | South Eastern | DEFAULT__J |  | C | 0.0019454 | 0 | -45.92 | 0.4059 | 0.4262 | 0.27 | -18.639 | -19.571 | 0 | 0 | F | T | F |  | 2019-06-01 |  | F
2__JMTRL000 | 2__JMTRL000 | BROOK GREEN TRADING LIMITED | MISTRAL | G |  | _J | South Eastern | DEFAULT__J |  | C | 0.0019454 | 0 | -8.8 | 0.6669 | 0.5739 | 0.27 | -5.869 | -5.05 | 0 | 0 | F | T | F |  | 2019-06-17 |  | F
2__JNATP000 | NPEC SEEBOARD Area NATP | Npower Limited | NPOWER01 | G | SEE-NPE01 | _J | South Eastern | DEFAULT__J |  | C | 0.0019454 | 0 | -293.332 | 0.6909 | 0.5831 | 0.27 | -202.663 | -171.042 | 0 | 0 | F | T | T |  | 2019-06-01 |  | F
2__JNCKL000 | 2__JNCKL000 | SSE Electricity Limited | SWEL | G |  | _J | South Eastern | DEFAULT__J |  | C | 0.0019454 | 0 | -1.184 | 0.5607 | 0.5864 | 0.27 | -0.664 | -0.694 | 0 | 0 | F | T | F |  | 2019-06-01 |  | F
2__JNEEB000 | 2__JNEEB000 | NPower Northern Supply Ltd | NEEB | G | SEE-NEE01 | _J | South Eastern | DEFAULT__J |  | C | 0.0019454 | 0 | -121.344 | 0.5946 | 0.6085 | 0.27 | -72.151 | -73.838 | 0 | 0 | F | T | T |  | 2019-06-01 |  | F
2__JNEVA000 | NEVA_J | NEVADA ENERGY LIMITED | NEVA | G |  | _J | South Eastern | DEFAULT__J |  | C | 0.0019454 | 0 | 0 | 0.5058 | 0.4839 | 0.27 | 0 | 0 | 0 | 0 | F | T | F |  | 2019-06-01 |  | F
2__JNEWP000 | 2__JNEWP000 | Shell Energy Supply UK Ltd | NEWPORT | G |  | _J | South Eastern | DEFAULT__J |  | C | 0.0019454 | 0 | -1.134 | 0.6036 | 0.5996 | 0.27 | -0.684 | -0.68 | 0 | 0 | F | T | F |  | 2019-06-01 |  | F
2__JNORW000 | 2__JNORW000 | E.ON Energy Solutions Limited | PGENERGY | G | SEE-NWP01 | _J | South Eastern | DEFAULT__J |  | C | 0.0019454 | 0 | -2 | 0.6373 | 0.6322 | 0.27 | -1.275 | -1.264 | 0 | 0 | F | T | T |  | 2019-06-01 |  | F
2__JNUCE000 | 2__JNUCE000 | NDA | MAGNOX | G | SEE-MEC01 | _J | South Eastern | DEFAULT__J |  | C | 0.0019454 | 0 | 0 | 0.5058 | 0.4839 | 0.27 | 0 | 0 | 0 | 0 | F | T | F |  | 2019-06-01 |  | F
2__JOGAS000 | 2__JOGAS000 | British Gas Trading Ltd | BRITGAS | G |  | _J | South Eastern | DEFAULT__J |  | C | 0.0019454 | 0 | -1.052 | 0.5058 | 0.4839 | 0.27 | -0.532 | -0.509 | 0 | 0 | F | T | F |  | 2019-06-01 |  | F
2__JOPAL000 | 2__JOPAL000 | Avid Energy | OPAL0516 | G |  | _J | South Eastern | DEFAULT__J |  | C | 0.0019454 | 0 | 0 | 0.5058 | 0.4839 | 0.27 | 0 | 0 | 0 | 0 | F | T | F |  | 2019-06-01 |  | F
2__JOREB000 | 2__JOREB000 | MoneyPlus Energy Limited | OREBA | G |  | _J | South Eastern | DEFAULT__J |  | C | 0.0019454 | 0 | 0 | 0.5058 | 0.4839 | 0.27 | 0 | 0 | 0 | 0 | F | T | F |  | 2019-06-01 |  | F
2__JOREG000 | OREG_J | OREGON ENERGY LIMITED | OREG | G |  | _J | South Eastern | DEFAULT__J |  | C | 0.0019454 | 0 | 0 | 0.5058 | 0.4839 | 0.27 | 0 | 0 | 0 | 0 | F | T | F |  | 2019-06-01 |  | F
2__JOSMI000 | 2__JOSMI000 | BRISTOL NRG TEC&SERV(SUPP) LTD | OSMIUM | G |  | _J | South Eastern | DEFAULT__J |  | C | 0.0019454 | 0 | -3.192 | 0.6632 | 0.6611 | 0.27 | -2.117 | -2.11 | 0 | 0 | F | T | F |  | 2019-06-01 |  | F
2__JOVAL000 | 2__JOVAL000 | Oval Energy Limited | OVAL | G |  | _J | South Eastern | DEFAULT__J |  | C | 0.0019454 | 0 | 0 | 0.5058 | 0.4839 | 0.27 | 0 | 0 | 0 | 0 | F | T | F |  | 2019-06-01 |  | F
2__JOVOE000 | 2__JOVOE000 | OVO Electricity Ltd | OVOE | G |  | _J | South Eastern | DEFAULT__J |  | C | 0.0019454 | 0 | -49.437 | 0.5689 | 0.5967 | 0.27 | -28.125 | -29.499 | 0 | 0 | F | T | F |  | 2019-07-03 |  | F
2__JOXPO000 | 2__JOXPO000 | Opus Energy Limited | OXFPOWER | G |  | _J | South Eastern | DEFAULT__J |  | C | 0.0019454 | 0 | -38.22 | 0.5828 | 0.4666 | 0.27 | -22.275 | -17.833 | 0 | 0 | F | T | F |  | 2019-07-03 |  | F
2__JPADD000 | 2__JPADD000 | Paddington Power Limited | PADDINGT | G |  | _J | South Eastern | DEFAULT__J |  | C | 0.0019454 | 0 | 0 | 0.5058 | 0.4839 | 0.27 | 0 | 0 | 0 | 0 | F | T | F |  | 2019-06-01 |  | F
2__JPALL000 | 2__JPALL000 | Palladium Energy Supply Ltd | PALLAD | G |  | _J | South Eastern | DEFAULT__J |  | C | 0.0019454 | 0 | 0 | 0.5058 | 0.4839 | 0.27 | 0 | 0 | 0 | 0 | F | T | F |  | 2019-06-01 |  | F
2__JPERL000 | 2__JPERL000 | PERLE ENERGY LIMITED | PERLE | G |  | _J | South Eastern | DEFAULT__J |  | C | 0.0019454 | 0 | 0 | 0.5058 | 0.4839 | 0.27 | 0 | 0 | 0 | 0 | F | T | F |  | 2019-06-01 |  | F
2__JPGEN000 | 2__JPGEN000 | E.ON UK plc | POWERGEN | G | SEE-PGU01 | _J | South Eastern | DEFAULT__J |  | C | 0.0019454 | 0 | -87 | 0.7165 | 0.5492 | 0.27 | -62.336 | -47.78 | 0 | 0 | F | T | T |  | 2019-06-01 |  | F
2__JPILO000 | 2__JPILO000 | Tonik Energy Limited | PILO1015 | G |  | _J | South Eastern | DEFAULT__J |  | C | 0.0019454 | 0 | -4.29 | 0.5192 | 0.5435 | 0.27 | -2.227 | -2.332 | 0 | 0 | F | T | F |  | 2019-06-01 |  | F
2__JPION000 | 2__JPION000 | Igloo Energy Supply Limited | PION1015 | G |  | _J | South Eastern | DEFAULT__J |  | C | 0.0019454 | 0 | -1.9976 | 0.3535 | 0.3662 | 0.27 | -0.706 | -0.732 | 0 | 0 | F | T | F |  | 2019-06-01 |  | F
2__JPIRO000 | 2__JPIRO000 | Pirranello Energy Supply Ltd | PIRANELO | G |  | _J | South Eastern | DEFAULT__J |  | C | 0.0019454 | 0 | 0 | 0.5058 | 0.4839 | 0.27 | 0 | 0 | 0 | 0 | F | T | F |  | 2019-06-01 |  | F
2__JPOWQ000 | PowerQ_J | Hartree Partners Supply UK | POWQ | G |  | _J | South Eastern | DEFAULT__J |  | C | 0.0019454 | 0 | 0 | 0.5058 | 0.4839 | 0.27 | 0 | 0 | 0 | 0 | F | T | F |  | 2019-06-01 |  | F
2__JPROZ000 | PROZ_J | Dyce Energy Ltd | PROZ | G |  | _J | South Eastern | DEFAULT__J |  | C | 0.0019454 | 0 | 0 | 0.5058 | 0.4839 | 0.27 | 0 | 0 | 0 | 0 | F | T | F |  | 2019-06-01 |  | F
2__JPSUK000 | NPEC SEEBOARD Area PSUK | Npower Limited | NPOWER01 | G |  | _J | South Eastern | DEFAULT__J |  | C | 0.0019454 | 0 | -5.814 | 0.5455 | 0.574 | 0.27 | -3.172 | -3.337 | 0 | 0 | F | T | F |  | 2019-06-01 |  | F
2__JPURE000 | 2__JPURE000 | Good Energy Limited | PURE | G |  | _J | South Eastern | DEFAULT__J |  | C | 0.0019454 | 3.2 | -5.1 | 0.4811 | 0.4028 | 0.27 | -2.454 | -2.054 | 1.54 | 1.289 | F | T | F |  | 2019-06-01 |  | F
2__JPUTY000 | 2__JPUTY000 | Putney Energy Limited | PUTNEY | G |  | _J | South Eastern | DEFAULT__J |  | C | 0.0019454 | 0 | 0 | 0.5058 | 0.4839 | 0.27 | 0 | 0 | 0 | 0 | F | T | F |  | 2019-06-01 |  | F
2__JQEEN000 | 2__JQEEN000 | GoTo Energy (UK) Limited | QUEENS | G |  | _J | South Eastern | DEFAULT__J |  | C | 0.0019454 | 0 | 0 | 0.5058 | 0.4839 | 0.27 | 0 | 0 | 0 | 0 | F | T | F |  | 2019-06-01 |  | F
2__JRAYL000 | 2__JRAYL000 | Victory Energy Supply Limited | RAYLEIGH | G |  | _J | South Eastern | DEFAULT__J |  | C | 0.0019454 | 0 | 0 | 0.5058 | 0.4839 | 0.27 | 0 | 0 | 0 | 0 | F | T | F |  | 2019-06-01 |  | F
2__JREGE000 | 2__JREGE000 | Bulb Energy | REGENT | G |  | _J | South Eastern | DEFAULT__J |  | C | 0.0019454 | 0 | -100 | 0.5254 | 0.5475 | 0.27 | -52.54 | -54.75 | 0 | 0 | F | T | F |  | 2019-06-01 |  | F
2__JRENC000 | 2__JRENC000 | The Renewable Energy Co Ltd | RENC | G | SEE-RNW01 | _J | South Eastern | DEFAULT__J |  | C | 0.0019454 | 0 | 0 | 0.5058 | 0.4839 | 0.27 | 0 | 0 | 0 | 0 | F | T | F |  | 2019-06-01 |  | F
2__JRHOD000 | 2__JRHOD000 | Utilita Energy Limited | UTILITA | G |  | _J | South Eastern | DEFAULT__J |  | C | 0.0019454 | 0 | -0.052 | 0.4451 | 0.4662 | 0.27 | -0.023 | -0.024 | 0 | 0 | F | T | F |  | 2019-06-01 |  | F
2__JROSE000 | 2__JROSE000 | Gas & Power Ltd TA Gulf G & P | ROSE | G |  | _J | South Eastern | DEFAULT__J |  | C | 0.0019454 | 0 | -0.564 | 0.3667 | 0.3667 | 0.27 | -0.207 | -0.207 | 0 | 0 | F | T | F |  | 2019-06-01 |  | F
2__JRUTH000 | 2__JRUTH000 | Rutherford Energy Supply Ltd | RUTHRFRD | G |  | _J | South Eastern | DEFAULT__J |  | C | 0.0019454 | 0 | 0 | 0.5058 | 0.4839 | 0.27 | 0 | 0 | 0 | 0 | F | T | F |  | 2019-06-01 |  | F
2__JRWED000 | 2__JRWED000 | ENGIE Power Limited | RWETDL | G | SEE-GDF01 | _J | South Eastern | DEFAULT__J |  | C | 0.0019454 | 44 | -80 | 0.015 | 0.0741 | 0.27 | -1.2 | -5.928 | 0.66 | 3.26 | F | T | T |  | 2019-06-01 |  | F
2__JSANT000 | 2__JSANT000 | Nabuh Energy Limited | SANT1015 | G |  | _J | South Eastern | DEFAULT__J |  | C | 0.0019454 | 0 | -0.912 | 0.4729 | 0.4944 | 0.27 | -0.431 | -0.451 | 0 | 0 | F | T | F |  | 2019-06-01 |  | F
2__JSAPH000 | 2__JSAPH000 | ElectroRoute Energy Limited | SAPHIR | G |  | _J | South Eastern | DEFAULT__J |  | C | 0.0019454 | 0 | 0 | 0.5058 | 0.4839 | 0.27 | 0 | 0 | 0 | 0 | F | T | F |  | 2019-06-01 |  | F
2__JSATU000 | 2__JSATU000 | Satus Energy Limited | SATUS | G |  | _J | South Eastern | DEFAULT__J |  | C | 0.0019454 | 0 | 0 | 0.5058 | 0.4839 | 0.27 | 0 | 0 | 0 | 0 | F | T | F |  | 2019-06-01 |  | F
2__JSCAF000 | 2__JSCAF000 | Valda Energy Limited | SCAFELL | G |  | _J | South Eastern | DEFAULT__J |  | C | 0.0019454 | 0 | 0 | 0.5058 | 0.4839 | 0.27 | 0 | 0 | 0 | 0 | F | T | F |  | 2019-06-01 |  | F
2__JSEEB000 | 2__JSEEB000 | EDF Energy Customers Ltd | LENCO | G | SEE-SEE01 | _J | South Eastern | DEFAULT__J |  | C | 0.0019454 | 0 | -253.56 | 0.6523 | 0.6561 | 0.27 | -165.397 | -166.361 | 0 | 0 | F | T | T |  | 2019-06-19 |  | F
2__JSEEE000 | 2__JSEEE000 | Shell Energy Europe Limited | SHELL2 | G |  | _J | South Eastern | DEFAULT__J |  | C | 0.0019454 | 0 | -1 | 0.5058 | 0.4839 | 0.27 | -0.506 | -0.484 | 0 | 0 | F | T | F |  | 2019-06-01 |  | F
2__JSIMC000 | 2__JSIMC000 | SIMCOE ENERGY LIMITED | SIMCOE | G |  | _J | South Eastern | DEFAULT__J |  | C | 0.0019454 | 0 | 0 | 0.5058 | 0.4839 | 0.27 | 0 | 0 | 0 | 0 | F | T | F |  | 2019-06-01 |  | F
2__JSING000 | SING_J | United Gas & Power Trading Ltd | SING | G |  | _J | South Eastern | DEFAULT__J |  | C | 0.0019454 | 0 | -0.64 | 0.5058 | 0.4839 | 0.27 | -0.324 | -0.31 | 0 | 0 | F | T | F |  | 2019-06-01 |  | F
2__JSINQ000 | Sinq_J | Sinq Power Ltd | SINQ | G |  | _J | South Eastern | DEFAULT__J |  | C | 0.0019454 | 0 | -2 | 0.5633 | 0.4547 | 0.27 | -1.127 | -0.909 | 0 | 0 | F | T | F |  | 2019-06-01 |  | F
2__JSIRO000 | 2__JSIRO000 | Hudson Energy Supply UK Ltd | AMPERE | G |  | _J | South Eastern | DEFAULT__J |  | C | 0.0019454 | 0 | 0 | 0.5058 | 0.4839 | 0.27 | 0 | 0 | 0 | 0 | F | T | F |  | 2019-06-01 |  | F
2__JSKLN000 | 2__JSKLN000 | Skylane Energy Supply Ltd | SKYLANE | G |  | _J | South Eastern | DEFAULT__J |  | C | 0.0019454 | 0 | 0 | 0.5058 | 0.4839 | 0.27 | 0 | 0 | 0 | 0 | F | T | F |  | 2019-06-01 |  | F
2__JSLVR000 | 2__JSLVR000 | CNG Electricity Limited | SILVER | G |  | _J | South Eastern | DEFAULT__J |  | C | 0.0019454 | 0.058 | -0.014 | 0.3938 | 0.3 | 0.27 | -0.006 | -0.004 | 0.023 | 0.017 | F | T | F |  | 2019-06-01 |  | F
2__JSMAR000 | 2__JSMAR000 | Smartestenergy Limited | SMARTEST | G | SEE-SEL01 | _J | South Eastern | DEFAULT__J |  | C | 0.0019454 | 240 | -108 | 0.439 | 0.3038 | 0.27 | -47.412 | -32.81 | 105.36 | 72.912 | F | T | T |  | 2019-06-01 |  | F
2__JSNFR000 | 2__JSNFR000 | Sunflower Energy Supply Ltd | SUNFLOWE | G |  | _J | South Eastern | DEFAULT__J |  | C | 0.0019454 | 0 | 0 | 0.5058 | 0.4839 | 0.27 | 0 | 0 | 0 | 0 | F | T | F |  | 2019-06-01 |  | F
2__JSOUT000 | SE SBMU1 - Seeboard GSPG | SSE Electricity Limited | SWEL | G | SEE-STH01 | _J | South Eastern | DEFAULT__J |  | C | 0.0019454 | 0 | -208.4 | 0.576 | 0.6023 | 0.27 | -120.038 | -125.519 | 0 | 0 | F | T | T |  | 2019-06-01 |  | F
2__JSPAL000 | 2__JSPAL000 | Home Energy Trading Ltd | SPALT | G |  | _J | South Eastern | DEFAULT__J |  | C | 0.0019454 | 0 | -0.006 | 0.5058 | 0.4839 | 0.27 | -0.003 | -0.003 | 0 | 0 | F | T | F |  | 2019-06-01 |  | F
2__JSPOW000 | 2__JSPOW000 | SP Energy Retail Ltd | SPSUP01 | G | SEE-SPC01 | _J | South Eastern | DEFAULT__J |  | C | 0.0019454 | 0 | -165.8 | 0.7463 | 0.6701 | 0.27 | -123.737 | -111.103 | 0 | 0 | F | T | T |  | 2019-06-01 |  | F
2__JSPRK000 | 2__JSPRK000 | OVO Electricity Ltd | OVOE | G |  | _J | South Eastern | DEFAULT__J |  | C | 0.0019454 | 0 | -14.364 | 0.5858 | 0.6112 | 0.27 | -8.414 | -8.779 | 0 | 0 | F | T | F |  | 2019-06-19 |  | F
2__JSQKY000 | 2__JSQKY000 | Squeaky Clean Energy Limited | ESSL1015 | G |  | _J | South Eastern | DEFAULT__J |  | C | 0.0019454 | 0 | 0 | 0.5058 | 0.4839 | 0.27 | 0 | 0 | 0 | 0 | F | T | F |  | 2019-07-17 |  | F
2__JSTAT000 | STAT J South East | Statkraft Markets Gmbh | STATKRA1 | G |  | _J | South Eastern | DEFAULT__J |  | C | 0.0019454 | 62 | -8 | 0.2494 | 0.262 | 0.2531 | -1.995 | -2.096 | 15.463 | 16.244 | F | T | F |  | 2019-06-01 |  | F
2__JSWAE000 | SWA SBMU1 - Seeboard GSPG | SSE Electricity Limited | SWEL | G | SEE-SWA01 | _J | South Eastern | DEFAULT__J |  | C | 0.0019454 | 0 | -2.2 | 0.6029 | 0.6272 | 0.27 | -1.326 | -1.38 | 0 | 0 | F | T | T |  | 2019-06-01 |  | F
2__JSWDP000 | 2__JSWDP000 | Snowdrop Energy Supply Ltd | SNOWDROP | G |  | _J | South Eastern | DEFAULT__J |  | C | 0.0019454 | 0.434 | 0 | 0.5661 | 0.5982 | 0.5752 | 0 | 0 | 0.25 | 0.25 | F | T | F |  | 2019-06-01 |  | F
2__JSWEB000 | SWEB Default BMUid SEEB | EDF Energy Customers Ltd | LENCO | G | SEE-SWT01 | _J | South Eastern | DEFAULT__J |  | C | 0.0019454 | 0 | -4 | 0.6288 | 0.664 | 0.27 | -2.515 | -2.656 | 0 | 0 | F | T | T |  | 2019-06-01 |  | F
2__JSWEL000 | SWL SBMU1 - Seeboard GSPG | SSE Electricity Limited | SWEL | G |  | _J | South Eastern | DEFAULT__J |  | C | 0.0019454 | 0 | 0 | 0.5058 | 0.4839 | 0.27 | 0 | 0 | 0 | 0 | F | T | F |  | 2019-06-01 |  | F
2__JSYMB000 | 2__JSYMB000 | Symbio Energy Ltd | SYMBIO18 | G | SEE-SYM01 | _J | South Eastern | DEFAULT__J |  | C | 0.0019454 | 0 | -0.008 | 0.35 | 0.375 | 0.27 | -0.003 | -0.003 | 0 | 0 | F | T | T |  | 2019-06-01 |  | F
2__JTEMP000 | 2__JTEMP000 | Temple Energy Limited | TEMPLE | G |  | _J | South Eastern | DEFAULT__J |  | C | 0.0019454 | 0 | 0 | 0.5058 | 0.4839 | 0.27 | 0 | 0 | 0 | 0 | F | T | F |  | 2019-06-01 |  | F
2__JTEXA000 | TEXA_J | AVRO COMMERCIAL ENERGY | TEXA | G |  | _J | South Eastern | DEFAULT__J |  | C | 0.0019454 | 0 | 0 | 0.5058 | 0.4839 | 0.27 | 0 | 0 | 0 | 0 | F | T | F |  | 2019-06-01 |  | F
2__JTGPL000 | 2__JTGPL000 | Total Gas & Power Ltd | TFEGP | G | SEE-TFE01 | _J | South Eastern | DEFAULT__J |  | C | 0.0019454 | 56 | -134 | 0.6641 | 0.5372 | 0.27 | -88.989 | -71.985 | 37.19 | 30.083 | F | T | T |  | 2019-06-01 |  | F
2__JTHLE000 | 2__JTHLE000 | Orbit Energy Limited | THISTLE | G |  | _J | South Eastern | DEFAULT__J |  | C | 0.0019454 | 0 | 0 | 0.3486 | 0.3596 | 0.27 | 0 | 0 | 0 | 0 | F | T | F |  | 2019-06-01 |  | F
2__JTHRE000 | 2__JTHRE000 | Corona Energy Retail 4 Limited | SUPELEC3 | G |  | _J | South Eastern | DEFAULT__J |  | C | 0.0019454 | 0 | -5 | 0.5782 | 0.4295 | 0.27 | -2.891 | -2.148 | 0 | 0 | F | T | F |  | 2019-06-01 |  | F
2__JTILL000 | 2__JTILL000 | TILLICUM ENERGY LIMITED | TILLICUM | G |  | _J | South Eastern | DEFAULT__J |  | C | 0.0019454 | 0 | 0 | 0.5058 | 0.4839 | 0.27 | 0 | 0 | 0 | 0 | F | T | F |  | 2019-06-01 |  | F
2__JTLWD000 | 2__JTLWD000 | BRUNTWOOD ENERGY SERVICES LTD | TAILWIND | G |  | _J | South Eastern | DEFAULT__J |  | C | 0.0019454 | 0 | -0.006 | 0.5058 | 0.4839 | 0.27 | -0.003 | -0.003 | 0 | 0 | F | T | F |  | 2019-06-01 |  | F
2__JTNDO000 | 2__JTNDO000 | Pozitive Energy Limited | TORNADO | G |  | _J | South Eastern | DEFAULT__J |  | C | 0.0019454 | 0 | -13 | 0.6058 | 0.5181 | 0.27 | -7.875 | -6.735 | 0 | 0 | F | T | F |  | 2019-06-01 |  | F
2__JTOGO000 | 2__JTOGO000 | TOGETHER ENERGY SUPPLY LIMITED | AZACCA | G |  | _J | South Eastern | DEFAULT__J |  | C | 0.0019454 | 0 | 0 | 0.5058 | 0.4839 | 0.27 | 0 | 0 | 0 | 0 | F | T | F |  | 2019-06-01 |  | F
2__JTONB000 | 2__JTONB000 | Tonik Energy Limited | PILO1015 | G |  | _J | South Eastern | DEFAULT__J |  | C | 0.0019454 | 0 | 0 | 0.5058 | 0.4839 | 0.27 | 0 | 0 | 0 | 0 | F | T | F |  | 2019-06-01 |  | F
2__JTOTO000 | 2__JTOTO000 | TOTO Energy Limited | COVENT | G |  | _J | South Eastern | DEFAULT__J |  | C | 0.0019454 | 0 | 0 | 0.5058 | 0.4839 | 0.27 | 0 | 0 | 0 | 0 | F | T | F |  | 2019-06-01 |  | F
2__JTRAM000 | Tramonto_J | Switch Business Gas and Power | TRAM | G |  | _J | South Eastern | DEFAULT__J |  | C | 0.0019454 | 0 | 0 | 0.44 | 0.3333 | 0.27 | 0 | 0 | 0 | 0 | F | T | F |  | 2019-06-01 |  | F
2__JTREX000 | 2__JTREX000 | POWER4ALL Limited | POWER4 | G |  | _J | South Eastern | DEFAULT__J |  | C | 0.0019454 | 0 | -10.2 | 0.7279 | 0.7001 | 0.27 | -7.425 | -7.141 | 0 | 0 | F | T | F |  | 2019-06-01 |  | F
2__JTULP000 | 2__JTULP000 | PURE PLANET LIMITED | TULIP | G |  | _J | South Eastern | DEFAULT__J |  | C | 0.0019454 | 0 | -11.576 | 0.4165 | 0.4376 | 0.27 | -4.821 | -5.066 | 0 | 0 | F | T | F |  | 2019-06-27 |  | F
2__JUKPR000 | UK_Power_Reserve_J | UK Power Reserve Limited | UKPR | G |  | _J | South Eastern | DEFAULT__J |  | C | 0.0019454 | 40 | 0 | 0.1526 | 0.0866 | 0.1332 | 0 | 0 | 5.328 | 5.328 | F | T | F |  | 2019-06-01 |  | F
2__JVAVU000 | VAVU_J | Vavu Power Limited | VAVU | G |  | _J | South Eastern | DEFAULT__J |  | C | 0.0019454 | 0 | 0 | 0.5058 | 0.4839 | 0.27 | 0 | 0 | 0 | 0 | F | T | F |  | 2019-06-01 |  | F
2__JVERM000 | VERM_J | ENERGISE BRITAIN GAS & ELEC | VERM | G |  | _J | South Eastern | DEFAULT__J |  | C | 0.0019454 | 0 | 0 | 0.5058 | 0.4839 | 0.27 | 0 | 0 | 0 | 0 | F | T | F |  | 2019-06-01 |  | F
2__JVETS000 | VTS_GSP_J_009 | Vattenfall Energy Trading | VTS | G | SEE-VTF01 | _J | South Eastern | DEFAULT__J |  | C | 0.0019454 | 145.152 | 0 | 0.5058 | 0.4839 | 0.27 | 0 | 0 | 39.191 | 39.191 | F | T | T |  | 2019-06-01 |  | F
2__JVIPR000 | 2__JVIPR000 | Viper Energy Supply Ltd | VIPER | G |  | _J | South Eastern | DEFAULT__J |  | C | 0.0019454 | 0 | 0 | 0.5058 | 0.4839 | 0.27 | 0 | 0 | 0 | 0 | F | T | F |  | 2019-06-01 |  | F
2__JVIRG000 | VIRG_J | Green Energy Supply Limited | VIRG | G |  | _J | South Eastern | DEFAULT__J |  | C | 0.0019454 | 0 | 0 | 0.5058 | 0.4839 | 0.27 | 0 | 0 | 0 | 0 | F | T | F |  | 2019-06-01 |  | F
2__JVNGA000 | 2__JVNGA000 | Venga Energy Supply Ltd | VENGA | G |  | _J | South Eastern | DEFAULT__J |  | C | 0.0019454 | 0 | 0 | 0.5058 | 0.4839 | 0.27 | 0 | 0 | 0 | 0 | F | T | F |  | 2019-06-01 |  | F
2__JVNQT000 | 2__JVNQT000 | Vanquist Energy Supply Ltd | VANQUIST | G |  | _J | South Eastern | DEFAULT__J |  | C | 0.0019454 | 0 | 0 | 0.5058 | 0.4839 | 0.27 | 0 | 0 | 0 | 0 | F | T | F |  | 2019-06-01 |  | F
2__JVOLT000 | 2__JVOLT000 | Co-operative Energy Limited | VOLA | G |  | _J | South Eastern | DEFAULT__J |  | C | 0.0019454 | 7.86 | -11.531 | 0.5756 | 0.5991 | 0.27 | -6.637 | -6.908 | 4.524 | 4.709 | F | T | F |  | 2019-06-19 |  | F
2__JWASH000 | WASH_J | Utility Point Limited | WASH | G |  | _J | South Eastern | DEFAULT__J |  | C | 0.0019454 | 0 | -6.012 | 0.4047 | 0.4225 | 0.27 | -2.433 | -2.54 | 0 | 0 | F | T | F |  | 2019-06-19 |  | F
2__JWILL000 | 2__JWILL000 | WILLAMETTE ENERGY LIMITED | WILLAMET | G |  | _J | South Eastern | DEFAULT__J |  | C | 0.0019454 | 0 | 0 | 0.5058 | 0.4839 | 0.27 | 0 | 0 | 0 | 0 | F | T | F |  | 2019-06-01 |  | F
2__JYELG000 | _J Default BM SEEBOARD | NPower Yorkshire Supply Ltd | YE | G | SEE-YEP01 | _J | South Eastern | DEFAULT__J |  | C | 0.0019454 | 0 | -0.014 | 0.56 | 0.58 | 0.27 | -0.008 | -0.008 | 0 | 0 | F | T | T |  | 2019-06-01 |  | F
2__JYNRG000 | 2__JYNRG000 | Daisy Energy Supply Ltd | DAISY | G |  | _J | South Eastern | DEFAULT__J |  | C | 0.0019454 | 0 | 0 | 0.5058 | 0.4839 | 0.27 | 0 | 0 | 0 | 0 | F | T | F |  | 2019-06-19 |  | F
2__JZPYR000 | 2__JZPYR000 | Green Network Energy Limited | ZEPHYR | G |  | _J | South Eastern | DEFAULT__J |  | C | 0.0019454 | 0 | -17.98 | 0.5508 | 0.5759 | 0.27 | -9.903 | -10.355 | 0 | 0 | F | T | F |  | 2019-07-22 | F | F
2__JZYTH000 | 2__JZYTH000 | ZYTHOS ENERGY LIMITED | ZYTHOS | G |  | _J | South Eastern | DEFAULT__J |  | C | 0.0019454 | 0 | 0 | 0.5058 | 0.4839 | 0.27 | 0 | 0 | 0 | 0 | F | T | F |  | 2019-06-01 |  | F
2__KALAB000 | ALAB_K | ALABAMA ENERGY LIMITED | ALAB | G |  | _K | South Wales | DEFAULT__K |  | C | 0.0006465 | 0 | 0 | 0.4893 | 0.4761 | 0.27 | 0 | 0 | 0 | 0 | F | T | F |  | 2019-06-01 |  | F
2__KALAS000 | ALAS_K | ALASKA ENERGY LIMITED | ALAS | G |  | _K | South Wales | DEFAULT__K |  | C | 0.0006465 | 0 | 0 | 0.4893 | 0.4761 | 0.27 | 0 | 0 | 0 | 0 | F | T | F |  | 2019-06-01 |  | F
2__KALTI000 | 2__KALTI000 | Co-operative Energy Limited | VOLA | G |  | _K | South Wales | DEFAULT__K |  | C | 0.0006465 | 0 | -0.8298 | 0.4866 | 0.5282 | 0.27 | -0.404 | -0.438 | 0 | 0 | F | T | F |  | 2019-06-01 |  | F
2__KANGE000 | 2__KANGE000 | Limejump Energy Limited | ANGEL | G |  | _K | South Wales | DEFAULT__K |  | C | 0.0006465 | 11.6 | 0 | 0.4418 | 0.4464 | 0.4432 | 0 | 0 | 5.141 | 5.141 | F | T | F |  | 2019-06-01 |  | F
2__KANGE001 | 2__KANGE001 | Limejump Energy Limited | ANGEL | S | AG-KLIM01 | _K | South Wales | DEFAULT__K |  | C | 0.0006465 | 50 | 0 | 0.4893 | 0.4761 | 0.27 | 0 | 0 | 13.5 | 13.5 | F | T | T |  | 2019-06-01 | F | F
2__KANGE002 | 2__KANGE002 | Limejump Energy Limited | ANGEL | S |  | _K | South Wales | DEFAULT__K |  | C | 0.0006465 | 50 | 0 | 0.4893 | 0.4761 | 0.27 | 0 | 0 | 13.5 | 13.5 | F | T | F |  | 2019-06-01 | F | F
2__KARIZ000 | ARIZ_K | Simplicity Energy Limited | ARIZ | G |  | _K | South Wales | DEFAULT__K |  | C | 0.0006465 | 0 | 0 | 0.4893 | 0.4761 | 0.27 | 0 | 0 | 0 | 0 | F | T | F |  | 2019-06-01 |  | F
2__KARRU000 | 2__KARRU000 | BlueGreen Energy Services | ARRUZZI | G |  | _K | South Wales | DEFAULT__K |  | C | 0.0006465 | 0 | 0 | 0.4893 | 0.4761 | 0.27 | 0 | 0 | 0 | 0 | F | T | F |  | 2019-06-01 |  | F
2__KAVRO000 | AVRO_K | AVRO ENERGY LIMITED | AVRO | G |  | _K | South Wales | DEFAULT__K |  | C | 0.0006465 | 0 | -7.329 | 0.4887 | 0.5236 | 0.27 | -3.582 | -3.837 | 0 | 0 | F | T | F |  | 2019-06-28 |  | F
2__KAXIS000 | 2__KAXIS000 | Axis Telecom Ltd | AXISTELE | G |  | _K | South Wales | DEFAULT__K |  | C | 0.0006465 | 0 | 0 | 0.5522 | 0.4299 | 0.27 | 0 | 0 | 0 | 0 | F | T | F |  | 2019-06-01 |  | F
2__KAXPO000 | 2__KAXPO000 | AXPO UK LIMITED | EGLUK | G | SWA-AXPO1 | _K | South Wales | DEFAULT__K |  | C | 0.0006465 | 35 | -54 | 0.5823 | 0.5981 | 0.27 | -31.444 | -32.297 | 20.381 | 20.934 | F | T | F |  | 2019-06-01 |  | F
2__KAZAC000 | 2__KAZAC000 | TOGETHER ENERGY SUPPLY LIMITED | AZACCA | G |  | _K | South Wales | DEFAULT__K |  | C | 0.0006465 | 0 | 0 | 0.4893 | 0.4761 | 0.27 | 0 | 0 | 0 | 0 | F | T | F |  | 2019-06-01 |  | F
2__KBARB000 | 2__KBARB000 | Barbican Power Limited | BARBICAN | G |  | _K | South Wales | DEFAULT__K |  | C | 0.0006465 | 0 | 0 | 0.4893 | 0.4761 | 0.27 | 0 | 0 | 0 | 0 | F | T | F |  | 2019-06-01 |  | F
2__KBAYS000 | 2__KBAYS000 | Bayswater Energy Limited | BAYSWATE | G |  | _K | South Wales | DEFAULT__K |  | C | 0.0006465 | 0 | 0 | 0.4893 | 0.4761 | 0.27 | 0 | 0 | 0 | 0 | F | T | F |  | 2019-06-01 |  | F
2__KBCFC000 | 2__KBCFC000 | Octopus Energy Limited | MERCURY | G |  | _K | South Wales | DEFAULT__K |  | C | 0.0006465 | 0 | 0 | 0.5333 | 0.5667 | 0.27 | 0 | 0 | 0 | 0 | F | T | F |  | 2019-06-01 |  | F
2__KBELS000 | 2__KBELS000 | Belsize Energy Limited | BELSIZE | G |  | _K | South Wales | DEFAULT__K |  | C | 0.0006465 | 0 | 0 | 0.4893 | 0.4761 | 0.27 | 0 | 0 | 0 | 0 | F | T | F |  | 2019-06-01 |  | F
2__KBETH000 | 2__KBETH000 | Mongoose Energy Supply Limited | BETHNAL | G |  | _K | South Wales | DEFAULT__K |  | C | 0.0006465 | 0 | 0 | 0.4893 | 0.4761 | 0.27 | 0 | 0 | 0 | 0 | F | T | F |  | 2019-06-01 |  | F
2__KBGAS000 | 2__KBGAS000 | British Gas Trading Ltd | BRITGAS | G | SWA-BGS01 | _K | South Wales | DEFAULT__K |  | C | 0.0006465 | 0 | -82.288 | 0.5478 | 0.5867 | 0.27 | -45.077 | -48.278 | 0 | 0 | F | T | T |  | 2019-06-19 |  | F
2__KBIZZ000 | 2__KBIZZ000 | British Gas Trading Ltd | BRITGAS | G | SWA-BIZ01 | _K | South Wales | DEFAULT__K |  | C | 0.0006465 | 0 | -2.317 | 0.4149 | 0.3502 | 0.27 | -0.961 | -0.811 | 0 | 0 | F | T | F |  | 2019-06-01 |  | F
2__KBLBL000 | 2__KBLBL000 | Bluebell Energy Supply Ltd | BLUEBELL | G |  | _K | South Wales | DEFAULT__K |  | C | 0.0006465 | 0 | 0 | 0.4893 | 0.4761 | 0.27 | 0 | 0 | 0 | 0 | F | T | F |  | 2019-06-01 |  | F
2__KBNRG000 | 2__KBNRG000 | Electricity Plus Supply Ltd | BAENERGY | G |  | _K | South Wales | DEFAULT__K |  | C | 0.0006465 | 0 | -21.688 | 0.5728 | 0.6037 | 0.27 | -12.423 | -13.093 | 0 | 0 | F | T | F |  | 2019-06-01 |  | F
2__KBORE000 | 2__KBORE000 | Zebra Power Limited | BOR | G |  | _K | South Wales | DEFAULT__K |  | C | 0.0006465 | 0 | -0.07 | 0.5482 | 0.5882 | 0.27 | -0.038 | -0.041 | 0 | 0 | F | T | F |  | 2019-06-01 |  | F
2__KBORO000 | 2__KBORO000 | Borough Energy Limited | BOROUGH | G |  | _K | South Wales | DEFAULT__K |  | C | 0.0006465 | 0 | 0 | 0.4893 | 0.4761 | 0.27 | 0 | 0 | 0 | 0 | F | T | F |  | 2019-06-01 |  | F
2__KBPGM000 | 2__KBPGM000 | BP Gas Marketing Limited | BPGAS | G |  | _K | South Wales | DEFAULT__K |  | C | 0.0006465 | 0 | 0 | 0.4893 | 0.4761 | 0.27 | 0 | 0 | 0 | 0 | F | T | F |  | 2019-06-01 |  | F
2__KBREZ000 | 2__KBREZ000 | Breeze Energy Supply Ltd | BREEZE | G |  | _K | South Wales | DEFAULT__K |  | C | 0.0006465 | 0.424 | -0.23 | 0.539 | 0.5765 | 0.27 | -0.124 | -0.133 | 0.229 | 0.244 | F | T | F |  | 2019-06-01 |  | F
2__KBRZE000 | 2__KBRZE000 | arto.energy Ltd | BRONZE | G |  | _K | South Wales | DEFAULT__K |  | C | 0.0006465 | 0 | 0 | 0.4893 | 0.4761 | 0.27 | 0 | 0 | 0 | 0 | F | T | F |  | 2019-06-01 |  | F
2__KBULN000 | 2__KBULN000 | Bryt Energy Limited | BULLION | G |  | _K | South Wales | DEFAULT__K |  | C | 0.0006465 | 0 | -4.8 | 0.382 | 0.2001 | 0.27 | -1.834 | -0.96 | 0 | 0 | F | T | F |  | 2019-06-01 |  | F
2__KCALI000 | 2__KCALI000 | Callesti Energy Supply Limited | CALLESTI | G |  | _K | South Wales | DEFAULT__K |  | C | 0.0006465 | 0 | 0 | 0.4893 | 0.4761 | 0.27 | 0 | 0 | 0 | 0 | F | T | F |  | 2019-06-01 |  | F
2__KCALL000 | 2__KCALL000 | SP Energy Retail Ltd | SPSUP01 | G |  | _K | South Wales | DEFAULT__K |  | C | 0.0006465 | 0 | -6.8 | 0.6526 | 0.6283 | 0.27 | -4.438 | -4.272 | 0 | 0 | F | T | F |  | 2019-06-01 |  | F
2__KCBRA000 | 2__KCBRA000 | Cabra Energy Supply Ltd | CABRA | G |  | _K | South Wales | DEFAULT__K |  | C | 0.0006465 | 0 | 0 | 0.4893 | 0.4761 | 0.27 | 0 | 0 | 0 | 0 | F | T | F |  | 2019-06-01 |  | F
2__KCFWR000 | 2__KCFWR000 | Eddington Energy Supply Ltd | EDDINGTN | G |  | _K | South Wales | DEFAULT__K |  | C | 0.0006465 | 0 | 0 | 0.5509 | 0.5887 | 0.27 | 0 | 0 | 0 | 0 | F | T | F |  | 2019-06-01 |  | F
2__KCILI000 | 2__KCILI000 | Cilleni Energy Supply Limited | CILLENI | G |  | _K | South Wales | DEFAULT__K |  | C | 0.0006465 | 0 | 0 | 0.4893 | 0.4761 | 0.27 | 0 | 0 | 0 | 0 | F | T | F |  | 2019-06-01 |  | F
2__KCIRC000 | 2__KCIRC000 | Flow Energy Ltd | CIRCUIT | G |  | _K | South Wales | DEFAULT__K |  | C | 0.0006465 | 0 | -3.7052 | 0.5674 | 0.6051 | 0.27 | -2.102 | -2.242 | 0 | 0 | F | T | F |  | 2019-06-01 |  | F
2__KCMRO000 | 2__KCMRO000 | Camaro Energy Supply Ltd | CAMARO | G |  | _K | South Wales | DEFAULT__K |  | C | 0.0006465 | 0 | 0 | 0.4893 | 0.4761 | 0.27 | 0 | 0 | 0 | 0 | F | T | F |  | 2019-06-01 |  | F
2__KCNDL000 | 2__KCNDL000 | NEAS Energy Ltd. | CNDA | G |  | _K | South Wales | DEFAULT__K |  | C | 0.0006465 | 640 | 0 | 0.2386 | 0.2342 | 0.2373 | 0 | 0 | 151.872 | 151.872 | F | T | F |  | 2019-06-01 |  | F
2__KCNRG000 | 2__KCNRG000 | Opus Energy (Corporate) Ltd | CHENERGY | G |  | _K | South Wales | DEFAULT__K |  | C | 0.0006465 | 0 | -9.58 | 0.6329 | 0.504 | 0.27 | -6.063 | -4.828 | 0 | 0 | F | T | F |  | 2019-07-03 |  | F
2__KCOLG000 | 2__KCOLG000 | Colgano Energy Supply Limited | COLGANO | G |  | _K | South Wales | DEFAULT__K |  | C | 0.0006465 | 0 | 0 | 0.4893 | 0.4761 | 0.27 | 0 | 0 | 0 | 0 | F | T | F |  | 2019-06-01 |  | F
2__KCOLO000 | COLO_K | COLORADO ENERGY LIMITED | COLO | G |  | _K | South Wales | DEFAULT__K |  | C | 0.0006465 | 0 | 0 | 0.4893 | 0.4761 | 0.27 | 0 | 0 | 0 | 0 | F | T | F |  | 2019-06-01 |  | F
2__KCOMT000 | 2__KCOMT000 | ENSTROGA Ltd | COMT1015 | G |  | _K | South Wales | DEFAULT__K |  | C | 0.0006465 | 0 | -0.872 | 0.392 | 0.418 | 0.27 | -0.342 | -0.364 | 0 | 0 | F | T | F |  | 2019-06-01 |  | F
2__KCOOP000 | 2__KCOOP000 | I Supply Energy Limited | COOP | G |  | _K | South Wales | DEFAULT__K |  | C | 0.0006465 | 0 | -4.08 | 0.5675 | 0.6059 | 0.27 | -2.315 | -2.472 | 0 | 0 | F | T | F |  | 2019-06-01 |  | F
2__KCOOP001 | ISEWIND_K | I Supply Energy Limited | COOP | S |  | _K | South Wales | DEFAULT__K |  | C | 0.0006465 | 0 | 0 | 0.4893 | 0.4761 | 0.27 | 0 | 0 | 0 | 0 | F | T | F |  | 2019-06-01 | F | F
2__KCORE000 | 2__KCORE000 | Corona Energy Retail 4 Limited | SUPELEC3 | G |  | _K | South Wales | DEFAULT__K |  | C | 0.0006465 | 0 | 0 | 0.4893 | 0.4761 | 0.27 | 0 | 0 | 0 | 0 | F | T | F |  | 2019-06-01 |  | F
2__KCOUL000 | 2__KCOUL000 | Coulomb Energy Supply Limited | COULOMB | G |  | _K | South Wales | DEFAULT__K |  | C | 0.0006465 | 0 | 0 | 0.4893 | 0.4761 | 0.27 | 0 | 0 | 0 | 0 | F | T | F |  | 2019-06-01 |  | F
2__KCOVE000 | 2__KCOVE000 | TOTO Energy Limited | COVENT | G |  | _K | South Wales | DEFAULT__K |  | C | 0.0006465 | 0 | -2.28 | 0.5373 | 0.5775 | 0.27 | -1.225 | -1.317 | 0 | 0 | F | T | F |  | 2019-06-01 |  | F
2__KCPPR000 | 2__KCPPR000 | Affect Energy Ltd | COPPER | G |  | _K | South Wales | DEFAULT__K |  | C | 0.0006465 | 0 | 0 | 0.5 | 0.5379 | 0.27 | 0 | 0 | 0 | 0 | F | T | F |  | 2019-06-01 |  | F
2__KCYCL000 | 2__KCYCL000 | Business Power & Gas Limited | CYCLONE | G |  | _K | South Wales | DEFAULT__K |  | C | 0.0006465 | 0 | -2.086 | 0.4598 | 0.3269 | 0.27 | -0.959 | -0.682 | 0 | 0 | F | T | F |  | 2019-06-01 |  | F
2__KDESL000 | 2__KDESL000 | Daisy Energy Supply Ltd | DAISY | G |  | _K | South Wales | DEFAULT__K |  | C | 0.0006465 | 0 | -0.178 | 0.4893 | 0.4761 | 0.27 | -0.087 | -0.085 | 0 | 0 | F | T | F |  | 2019-06-01 |  | F
2__KDFDL000 | 2__KDFDL000 | Tru Energy Limited | DAFFODIL | G |  | _K | South Wales | DEFAULT__K |  | C | 0.0006465 | 0 | -0.05 | 0.4111 | 0.437 | 0.27 | -0.021 | -0.022 | 0 | 0 | F | T | F |  | 2019-06-01 |  | F
2__KDIRA000 | 2__KDIRA000 | Social Energy Supply Ltd | DIRAC | G |  | _K | South Wales | DEFAULT__K |  | C | 0.0006465 | 0 | -0.0028 | 0.4893 | 0.4761 | 0.27 | -0.001 | -0.001 | 0 | 0 | F | T | F |  | 2019-06-01 |  | F
2__KDNRG000 | 2__KDNRG000 | Donnington Energy Limited | DOENERGY | G |  | _K | South Wales | DEFAULT__K |  | C | 0.0006465 | 0 | 0 | 0.4893 | 0.4761 | 0.27 | 0 | 0 | 0 | 0 | F | T | F |  | 2019-06-01 |  | F
2__KDRGI000 | UKHC_K | UK Healthcare Corporation Ltd | DENERGI1 | G |  | _K | South Wales | DEFAULT__K |  | C | 0.0006465 | 0 | 0 | 0.4893 | 0.4761 | 0.27 | 0 | 0 | 0 | 0 | F | T | F |  | 2019-06-01 |  | F
2__KDUAL000 | 2__KDUAL000 | Dual Energy Direct Limited | DUALENER | G |  | _K | South Wales | DEFAULT__K |  | C | 0.0006465 | 0 | -3.974 | 0.6152 | 0.5008 | 0.27 | -2.445 | -1.99 | 0 | 0 | F | T | F |  | 2019-06-01 |  | F
2__KEBES000 | 2__KEBES000 | BES Commercial Electricity Ltd | EBEA | G |  | _K | South Wales | DEFAULT__K |  | C | 0.0006465 | 0 | -3.284 | 0.6028 | 0.4973 | 0.27 | -1.98 | -1.633 | 0 | 0 | F | T | F |  | 2019-06-01 |  | F
2__KECOA000 | 2__KECOA000 | British Gas Trading Ltd | BRITGAS | G |  | _K | South Wales | DEFAULT__K |  | C | 0.0006465 | 108 | 0 | 0.0807 | 0.0282 | 0.0653 | 0 | 0 | 7.052 | 7.052 | F | T | F |  | 2019-06-01 |  | F
2__KECON000 | 2__KECON000 | Economy Power | ECON1 | G |  | _K | South Wales | DEFAULT__K |  | C | 0.0006465 | 0 | 0 | 0.4893 | 0.4761 | 0.27 | 0 | 0 | 0 | 0 | F | T | F |  | 2019-06-01 |  | F
2__KECOT000 | 2__KECOT000 | The Renewable Energy Co Ltd | RENC | G |  | _K | South Wales | DEFAULT__K |  | C | 0.0006465 | 2.3 | -2.8 | 0.607 | 0.5625 | 0.27 | -1.7 | -1.575 | 1.396 | 1.294 | F | T | F |  | 2019-06-01 |  | F
2__KEDDI000 | 2__KEDDI000 | Eddington Energy Supply Ltd | EDDINGTN | G |  | _K | South Wales | DEFAULT__K |  | C | 0.0006465 | 0 | -1.2 | 0.5689 | 0.6053 | 0.27 | -0.683 | -0.726 | 0 | 0 | F | T | F |  | 2019-06-01 |  | F
2__KEDFE000 | EDFE_South Wales | EDF Energy Customers Ltd | LENCO | G | SWA-EDF01 | _K | South Wales | DEFAULT__K |  | C | 0.0006465 | 0 | 0 | 0.4893 | 0.4761 | 0.27 | 0 | 0 | 0 | 0 | F | T | T |  | 2019-06-01 |  | F
2__KEDGE000 | 2__KEDGE000 | Edgware Energy Limited | EDGWARE | G |  | _K | South Wales | DEFAULT__K |  | C | 0.0006465 | 33 | 0 | 0.4893 | 0.4761 | 0.27 | 0 | 0 | 8.91 | 8.91 | F | T | F |  | 2019-06-01 |  | F
2__KEDIR000 | 2__KEDIR000 | British Gas Trading Ltd | BRITGAS | G | SWA-EDR01 | _K | South Wales | DEFAULT__K |  | C | 0.0006465 | 0 | 0 | 0.4893 | 0.4761 | 0.27 | 0 | 0 | 0 | 0 | F | T | T |  | 2019-06-01 |  | F
2__KEELC000 | 2__KEELC000 | E.ON Energy Solutions Limited | PGENERGY | G | SWA-EAS01 | _K | South Wales | DEFAULT__K |  | C | 0.0006465 | 0 | 0 | 0.4893 | 0.4761 | 0.27 | 0 | 0 | 0 | 0 | F | T | T |  | 2019-06-01 |  | F
2__KEENG000 | 2__KEENG000 | E.ON Energy Solutions Limited | PGENERGY | G | SWA-EST01 | _K | South Wales | DEFAULT__K |  | C | 0.0006465 | 0 | -4 | 0.5553 | 0.5928 | 0.27 | -2.221 | -2.371 | 0 | 0 | F | T | T |  | 2019-06-01 |  | F
2__KEETL000 | EETL in South Wales | OVO Electricity Ltd | OVOE | G |  | _K | South Wales | DEFAULT__K |  | C | 0.0006465 | 0 | 0 | 0.552 | 0.5906 | 0.27 | 0 | 0 | 0 | 0 | F | T | F |  | 2019-06-01 |  | F
2__KEFLS000 | EFLS_K | Effortless Energy Ltd | EENERGY | G |  | _K | South Wales | DEFAULT__K |  | C | 0.0006465 | 0 | -0.02 | 0.5444 | 0.5778 | 0.27 | -0.011 | -0.012 | 0 | 0 | F | T | F |  | 2019-06-01 |  | F
2__KEGDX000 | K_EGASELEC | E (GAS AND ELECTRICITY) LTD | LORM | G |  | _K | South Wales | DEFAULT__K |  | C | 0.0006465 | 0 | 0 | 0.4893 | 0.4761 | 0.27 | 0 | 0 | 0 | 0 | F | T | F |  | 2019-06-01 |  | F
2__KEGML000 | EGML_K | ECO GREEN MANAGEMENT LIMITED | YGP1 | G |  | _K | South Wales | DEFAULT__K |  | C | 0.0006465 | 0 | -0.0454 | 0.4893 | 0.4761 | 0.27 | -0.022 | -0.022 | 0 | 0 | F | T | F |  | 2019-06-01 |  | F
2__KELEC000 | Electraphase_K | ELECTRAPHASE LIMITED | EPHASE | G |  | _K | South Wales | DEFAULT__K |  | C | 0.0006465 | 0 | -0.08 | 0.4893 | 0.4761 | 0.27 | -0.039 | -0.038 | 0 | 0 | F | T | F |  | 2019-06-01 |  | F
2__KEMEB000 | 2__KEMEB000 | E.ON Energy Solutions Limited | PGENERGY | G | SWA-PGE01 | _K | South Wales | DEFAULT__K |  | C | 0.0006465 | 0 | -88 | 0.6328 | 0.6245 | 0.27 | -55.686 | -54.956 | 0 | 0 | F | T | T |  | 2019-06-01 |  | F
2__KEMZO000 | 2__KEMZO000 | Emzo Energy Supply Ltd | EMZO | G |  | _K | South Wales | DEFAULT__K |  | C | 0.0006465 | 0 | 0 | 0.4893 | 0.4761 | 0.27 | 0 | 0 | 0 | 0 | F | T | F |  | 2019-06-01 |  | F
2__KENDC000 | 2__KENDC000 | EPG Energy Limited | EPGNRG | G |  | _K | South Wales | DEFAULT__K |  | C | 0.0006465 | 0 | 0 | 0.4893 | 0.4761 | 0.27 | 0 | 0 | 0 | 0 | F | T | F |  | 2019-06-01 |  | F
2__KENDC001 | 2__KENDC001 | EPG Energy Limited | EPGNRG | S |  | _K | South Wales | DEFAULT__K |  | C | 0.0006465 | 0 | 0 | 0.4893 | 0.4761 | 0.27 | 0 | 0 | 0 | 0 | F | T | F |  | 2019-06-01 | F | F
2__KENDC002 | 2__KENDC002 | EPG Energy Limited | EPGNRG | S |  | _K | South Wales | DEFAULT__K |  | C | 0.0006465 | 0 | 0 | 0.4893 | 0.4761 | 0.27 | 0 | 0 | 0 | 0 | F | T | F |  | 2019-06-01 | F | F
2__KENEC000 | 2__KENEC000 | Eneco Energy Trade | ENECOUK | G |  | _K | South Wales | DEFAULT__K |  | C | 0.0006465 | 0 | -0.75 | 0.8741 | 0.908 | 0.27 | -0.656 | -0.681 | 0 | 0 | F | T | F |  | 2019-06-01 |  | F
2__KENER000 | 2__KENER000 | Simply Your Energy | SUPLENER | G |  | _K | South Wales | DEFAULT__K |  | C | 0.0006465 | 0 | 0 | 0.4893 | 0.4761 | 0.27 | 0 | 0 | 0 | 0 | F | T | F |  | 2019-06-01 |  | F
2__KENGQ000 | EnergyQ_K | Eversmart Energy Ltd | ENGQ | G |  | _K | South Wales | DEFAULT__K |  | C | 0.0006465 | 0 | 0 | 0.5379 | 0.5754 | 0.27 | 0 | 0 | 0 | 0 | F | T | F |  | 2019-06-01 |  | F
2__KENRD000 | 2__KENRD000 | British Gas Trading Ltd | BRITGAS | G | SWA-ENR01 | _K | South Wales | DEFAULT__K |  | C | 0.0006465 | 104 | -88 | 0.5717 | 0.4737 | 0.27 | -50.31 | -41.686 | 59.457 | 49.265 | F | T | T |  | 2019-06-01 |  | F
2__KENRD002 | 2__KENRD002 | British Gas Trading Ltd | BRITGAS | S |  | _K | South Wales | DEFAULT__K |  | C | 0.0006465 | 44.899 | -1 | 0.4893 | 0.4761 | 0.27 | -0.489 | -0.476 | 21.969 | 21.376 | F | T | F |  | 2019-06-19 | F | F
2__KENRG000 | 2__KENRG000 | Opus Energy Renewables Limited | EVENERGY | G |  | _K | South Wales | DEFAULT__K |  | C | 0.0006465 | 6.84 | 0 | 0.223 | 0.2442 | 0.2292 | 0 | 0 | 1.568 | 1.568 | F | T | F |  | 2019-06-01 |  | F
2__KENRG002 | ENRGK2 | Opus Energy Renewables Limited | EVENERGY | S |  | _K | South Wales | DEFAULT__K |  | C | 0.0006465 | 24.66 | 0 | 0.25 | 0.2745 | 0.2571 | 0 | 0 | 6.34 | 6.34 | F | T | F |  | 2019-06-01 | F | F
2__KEOND000 | 2__KEOND000 | E.ON Energy Solutions Limited | PGENERGY | G |  | _K | South Wales | DEFAULT__K |  | C | 0.0006465 | 0 | -2 | 0.2467 | 0.26 | 0.27 | -0.493 | -0.52 | 0 | 0 | F | T | F |  | 2019-06-01 |  | F
2__KEPHH000 | 2__KEPHH000 | Economy Power | ECON1 | G |  | _K | South Wales | DEFAULT__K |  | C | 0.0006465 | 0 | 0 | 0.4893 | 0.4761 | 0.27 | 0 | 0 | 0 | 0 | F | T | F |  | 2019-06-01 |  | F
2__KEQUI000 | 2__KEQUI000 | Equinicity Ltd | EQUIN | G |  | _K | South Wales | DEFAULT__K |  | C | 0.0006465 | 0 | 0 | 0.4893 | 0.4761 | 0.27 | 0 | 0 | 0 | 0 | F | T | F |  | 2019-06-19 |  | F
2__KESSL000 | 2__KESSL000 | Squeaky Clean Energy Limited | ESSL1015 | G |  | _K | South Wales | DEFAULT__K |  | C | 0.0006465 | 0 | -15.162 | 0.4893 | 0.4761 | 0.27 | -7.419 | -7.219 | 0 | 0 | F | T | F |  | 2019-06-01 |  | F
2__KEURO000 | 2__KEURO000 | Robin Hood Energy Limited | EUROPA | G |  | _K | South Wales | DEFAULT__K |  | C | 0.0006465 | 0 | -1.56 | 0.578 | 0.615 | 0.27 | -0.902 | -0.959 | 0 | 0 | F | T | F |  | 2019-06-01 |  | F
2__KEUST000 | 2__KEUST000 | Euston Energy Limited | EUSTON | G |  | _K | South Wales | DEFAULT__K |  | C | 0.0006465 | 0 | 0 | 0.4893 | 0.4761 | 0.27 | 0 | 0 | 0 | 0 | F | T | F |  | 2019-06-01 |  | F
2__KEVER000 | 2__KEVER000 | Eversmart Energy Ltd | ENGQ | G |  | _K | South Wales | DEFAULT__K |  | C | 0.0006465 | 0 | 0 | 0.4893 | 0.4761 | 0.27 | 0 | 0 | 0 | 0 | F | T | F |  | 2019-06-01 |  | F
2__KEXGL000 | Exelon_K | Exelon Generation Limited | EXGENLIM | G |  | _K | South Wales | DEFAULT__K |  | C | 0.0006465 | 0 | 0 | 0.4893 | 0.4761 | 0.27 | 0 | 0 | 0 | 0 | F | T | F |  | 2019-06-01 |  | F
2__KFARA000 | 2__KFARA000 | URE Energy Limited | FARADAY | G |  | _K | South Wales | DEFAULT__K |  | C | 0.0006465 | 0 | 0 | 0.4893 | 0.4761 | 0.27 | 0 | 0 | 0 | 0 | F | T | F |  | 2019-06-01 |  | F
2__KFARR000 | 2__KFARR000 | Farringdon Energy Limited | FARRINGD | G |  | _K | South Wales | DEFAULT__K |  | C | 0.0006465 | 0 | 0 | 0.4893 | 0.4761 | 0.27 | 0 | 0 | 0 | 0 | F | T | F |  | 2019-06-01 |  | F
2__KFLEX000 | 2__KFLEX000 | Flexitricity Limited | FLEXTRCY | G |  | _K | South Wales | DEFAULT__K |  | C | 0.0006465 | 0 | 0 | 0.4893 | 0.4761 | 0.27 | 0 | 0 | 0 | 0 | F | T | F |  | 2019-06-01 |  | F
2__KFNRG000 | 2__KFNRG000 | Farmoor Energy Limited | FRENERGY | G |  | _K | South Wales | DEFAULT__K |  | C | 0.0006465 | 0 | 0 | 0.4893 | 0.4761 | 0.27 | 0 | 0 | 0 | 0 | F | T | F |  | 2019-06-01 |  | F
2__KFRST000 | 2__KFRST000 | Shell Energy Retail Limited | FRST01 | G |  | _K | South Wales | DEFAULT__K |  | C | 0.0006465 | 0 | -11.724 | 0.5465 | 0.5852 | 0.27 | -6.407 | -6.861 | 0 | 0 | F | T | F |  | 2019-06-01 |  | F
2__KFSEN000 | 2__KFSEN000 | F & S Energy Ltd | FSE0001 | G |  | _K | South Wales | DEFAULT__K |  | C | 0.0006465 | 4 | 0 | 0.2451 | 0.3006 | 0.27 | 0 | 0 | 1.08 | 1.08 | F | T | F |  | 2019-06-01 |  | F
2__KFSEN001 | 2__KFSEN001 | F & S Energy Ltd | FSE0001 | S |  | _K | South Wales | DEFAULT__K |  | C | 0.0006465 | 0 | 0 | 0.4893 | 0.4761 | 0.27 | 0 | 0 | 0 | 0 | F | T | F |  | 2019-06-01 | F | F
2__KFXGL000 | 2__KFXGL000 | Foxglove Energy Supply Ltd | FOXGLOVE | G |  | _K | South Wales | DEFAULT__K |  | C | 0.0006465 | 0 | -2.6603 | 0.4658 | 0.5207 | 0.27 | -1.239 | -1.385 | 0 | 0 | F | T | F |  | 2019-06-01 |  | F
2__KGALE000 | 2__KGALE000 | PLANET 9 ENERGY LTD | GALENA | G |  | _K | South Wales | DEFAULT__K |  | C | 0.0006465 | 0 | 0 | 0.4893 | 0.4761 | 0.27 | 0 | 0 | 0 | 0 | F | T | F |  | 2019-06-01 |  | F
2__KGANY000 | 2__KGANY000 | Solarplicity Supply Limited | GANYMEDE | G |  | _K | South Wales | DEFAULT__K |  | C | 0.0006465 | 2.76 | -0.784 | 0.221 | 0.2271 | 0.1975 | -0.173 | -0.178 | 0.61 | 0.627 | F | T | F |  | 2019-06-01 |  | F
2__KGESL000 | 2__KGESL000 | SO Energy Trading Limited | GOLD | G |  | _K | South Wales | DEFAULT__K |  | C | 0.0006465 | 0 | -2.1 | 0.547 | 0.5865 | 0.27 | -1.149 | -1.232 | 0 | 0 | F | T | F |  | 2019-06-01 |  | F
2__KGETW000 | 2__KGETW000 | Utilita Energy Limited | UTILITA | G |  | _K | South Wales | DEFAULT__K |  | C | 0.0006465 | 0 | -22 | 0.5775 | 0.6065 | 0.27 | -12.705 | -13.343 | 0 | 0 | F | T | F |  | 2019-06-01 |  | F
2__KGLDE000 | 2__KGLDE000 | Golders Energy Limited | GOLDERS | G |  | _K | South Wales | DEFAULT__K |  | C | 0.0006465 | 0 | 0 | 0.4893 | 0.4761 | 0.27 | 0 | 0 | 0 | 0 | F | T | F |  | 2019-06-01 |  | F
2__KGMTR000 | 2__KGMTR000 | Gazprom M & T Retail Ltd | GMTR | G |  | _K | South Wales | DEFAULT__K |  | C | 0.0006465 | 38.901 | -10.3 | 0.1804 | 0.2105 | 0.27 | -1.858 | -2.168 | 7.018 | 8.189 | F | T | F |  | 2019-06-01 |  | F
2__KGMTX000 | 2__KGMTX000 | Gazprom M & T Retail Ltd | GMTR | G |  | _K | South Wales | DEFAULT__K |  | C | 0.0006465 | 0 | 0 | 0.4893 | 0.4761 | 0.27 | 0 | 0 | 0 | 0 | F | T | F |  | 2019-06-19 |  | F
2__KGNRG000 | 2__KGNRG000 | Green Energy (UK) Plc | GRNUKPLC | G |  | _K | South Wales | DEFAULT__K |  | C | 0.0006465 | 2 | 0 | 0.4341 | 0.4417 | 0.4363 | 0 | 0 | 0.873 | 0.873 | F | T | F |  | 2019-06-01 |  | F
2__KGONG000 | 2__KGONG000 | Shell Energy Retail Limited | FRST01 | G |  | _K | South Wales | DEFAULT__K |  | C | 0.0006465 | 0 | 0 | 0.4893 | 0.4761 | 0.27 | 0 | 0 | 0 | 0 | F | T | F |  | 2019-06-01 |  | F
2__KHAVE000 | 2__KHAVE000 | Haven Power Ltd | HAVEN | G | SWA-HVN01 | _K | South Wales | DEFAULT__K |  | C | 0.0006465 | 99.226 | 0 | 0.4893 | 0.4761 | 0.27 | 0 | 0 | 26.791 | 26.791 | F | T | T |  | 2019-06-01 |  | F
2__KHAWK000 | 2__KHAWK000 | MAXEN POWER SUPPLY LIMITED | HAWKING | G |  | _K | South Wales | DEFAULT__K |  | C | 0.0006465 | 0 | 0 | 0.4893 | 0.4761 | 0.27 | 0 | 0 | 0 | 0 | F | T | F |  | 2019-06-01 |  | F
2__KHOLB000 | 2__KHOLB000 | Holborn Energy Limited | HOLBORN | G |  | _K | South Wales | DEFAULT__K |  | C | 0.0006465 | 0 | 0 | 0.4893 | 0.4761 | 0.27 | 0 | 0 | 0 | 0 | F | T | F |  | 2019-06-01 |  | F
2__KHOME000 | 2__KHOME000 | ENGIE Power Limited | RWETDL | G |  | _K | South Wales | DEFAULT__K |  | C | 0.0006465 | 0 | -6 | 0.4932 | 0.5292 | 0.27 | -2.959 | -3.175 | 0 | 0 | F | T | F |  | 2019-06-01 |  | F
2__KHPOW000 | 2__KHPOW000 | Haven Power Ltd | HAVEN | G | SWA-HPW01 | _K | South Wales | DEFAULT__K |  | C | 0.0006465 | 5.5 | -46 | 0.8165 | 0.7098 | 0.27 | -37.559 | -32.651 | 4.491 | 3.904 | F | T | T |  | 2019-06-26 |  | F
2__KHPOW001 | __KHPOW001 | Haven Power Ltd | HAVEN | S |  | _K | South Wales | DEFAULT__K |  | C | 0.0006465 | 0 | 0 | 0.4893 | 0.4761 | 0.27 | 0 | 0 | 0 | 0 | F | T | F |  | 2019-06-01 | F | F
2__KHPOW002 | __KHPOW002 | Haven Power Ltd | HAVEN | S |  | _K | South Wales | DEFAULT__K |  | C | 0.0006465 | 0 | 0 | 0.4893 | 0.4761 | 0.27 | 0 | 0 | 0 | 0 | F | T | F |  | 2019-06-01 | F | F
2__KHUDG000 | 2__KHUDG000 | Hudson Energy Supply UK Ltd | AMPERE | G |  | _K | South Wales | DEFAULT__K |  | C | 0.0006465 | 0 | 0 | 0.4893 | 0.4761 | 0.27 | 0 | 0 | 0 | 0 | F | T | F |  | 2019-06-01 |  | F
2__KHUDS000 | 2__KHUDS000 | Hudson Energy Supply UK Ltd | AMPERE | G |  | _K | South Wales | DEFAULT__K |  | C | 0.0006465 | 0 | -7.538 | 0.6967 | 0.4206 | 0.27 | -5.252 | -3.17 | 0 | 0 | F | T | F |  | 2019-07-03 |  | F
2__KHUDS001 | 2__KHUDS001 | Hudson Energy Supply UK Ltd | AMPERE | S |  | _K | South Wales | DEFAULT__K |  | C | 0.0006465 | 0 | 0 | 0.4893 | 0.4761 | 0.27 | 0 | 0 | 0 | 0 | F | T | F |  | 2019-06-01 | F | F
2__KHYDE000 | SSE SBMU1 - Swalec GSPG | SSE Electricity Limited | SWEL | G | SWA-SSE01 | _K | South Wales | DEFAULT__K |  | C | 0.0006465 | 0 | -0.2 | 0.0545 | 0.0509 | 0.27 | -0.011 | -0.01 | 0 | 0 | F | T | T |  | 2019-06-01 |  | F
2__KIAMP000 | 2__KIAMP000 | AMPowerUK Ltd | INVE | G |  | _K | South Wales | DEFAULT__K |  | C | 0.0006465 | 0 | 0 | 0.4893 | 0.4761 | 0.27 | 0 | 0 | 0 | 0 | F | T | F |  | 2019-06-01 |  | F
2__KIMPO000 | 2__KIMPO000 | SSE Energy Supply Limited | SSE | G | SWA-ATL01 | _K | South Wales | DEFAULT__K |  | C | 0.0006465 | 0 | -128.8 | 0.7141 | 0.5836 | 0.27 | -91.976 | -75.168 | 0 | 0 | F | T | T |  | 2019-06-01 |  | F
2__KINDE000 | INDE SWALEC | Npower Direct Limited | NITTWO01 | G | SWA-INE01 | _K | South Wales | DEFAULT__K |  | C | 0.0006465 | 0 | -4.82 | 0.5525 | 0.46 | 0.27 | -2.663 | -2.217 | 0 | 0 | F | T | T |  | 2019-06-01 |  | F
2__KINVE000 | INVE_K | AMPowerUK Ltd | INVE | G |  | _K | South Wales | DEFAULT__K |  | C | 0.0006465 | 0 | 0 | 0.4893 | 0.4761 | 0.27 | 0 | 0 | 0 | 0 | F | T | F |  | 2019-06-01 |  | F
2__KIRES000 | SWA-IRS01 | Octopus Energy Limited | MERCURY | G |  | _K | South Wales | DEFAULT__K |  | C | 0.0006465 | 0 | 0 | 0.4893 | 0.4761 | 0.27 | 0 | 0 | 0 | 0 | F | T | F |  | 2019-07-17 |  | F
2__KIRID000 | 2__KIRID000 | PFP Energy Supplies Limited | IRIDIUM | G |  | _K | South Wales | DEFAULT__K |  | C | 0.0006465 | 0 | -2.2 | 0.557 | 0.5937 | 0.27 | -1.225 | -1.306 | 0 | 0 | F | T | F |  | 2019-06-01 |  | F
2__KJERE000 | 2__KJERE000 | Hudson Energy Supply UK Ltd | AMPERE | G | KJERE000 | _K | South Wales | DEFAULT__K |  | C | 0.0006465 | 0 | -6.63 | 0.3269 | 0.3446 | 0.27 | -2.167 | -2.285 | 0 | 0 | F | T | F |  | 2019-07-03 |  | F
2__KKENS000 | 2__KKENS000 | Kensington Power Limited | KENSINGT | G |  | _K | South Wales | DEFAULT__K |  | C | 0.0006465 | 0 | -0.4 | 0.5792 | 0.4567 | 0.27 | -0.232 | -0.183 | 0 | 0 | F | T | F |  | 2019-06-01 |  | F
2__KLIGH000 | 2__KLIGH000 | MVV Environment Services Ltd | LIGHTNIN | G |  | _K | South Wales | DEFAULT__K |  | C | 0.0006465 | 0 | 0 | 0.4893 | 0.4761 | 0.27 | 0 | 0 | 0 | 0 | F | T | F |  | 2019-06-01 |  | F
2__KLILY000 | 2__KLILY000 | Delta Gas And Power Ltd | LILY | G |  | _K | South Wales | DEFAULT__K |  | C | 0.0006465 | 0 | 0 | 0.4893 | 0.4761 | 0.27 | 0 | 0 | 0 | 0 | F | T | F |  | 2019-06-01 |  | F
2__KLIME000 | 2__KLIME000 | Limejump Energy Limited | ANGEL | G |  | _K | South Wales | DEFAULT__K |  | C | 0.0006465 | 0 | 0 | 0.4893 | 0.4761 | 0.27 | 0 | 0 | 0 | 0 | F | T | F |  | 2019-06-01 |  | F
2__KLOND000 | LE Default BMUid SWAE | EDF Energy Customers Ltd | LENCO | G | SWA-LON01 | _K | South Wales | DEFAULT__K |  | C | 0.0006465 | 0 | -220 | 0.7693 | 0.6588 | 0.27 | -169.246 | -144.936 | 0 | 0 | F | T | T |  | 2019-06-01 |  | F
2__KLORM000 | Lorimer_K | E (GAS AND ELECTRICITY) LTD | LORM | G |  | _K | South Wales | DEFAULT__K |  | C | 0.0006465 | 0 | -5.24 | 0.5319 | 0.57 | 0.27 | -2.787 | -2.987 | 0 | 0 | F | T | F |  | 2019-07-01 |  | F
2__KLUME000 | 2__KLUME000 | GNERGY Limited | LUMA | G |  | _K | South Wales | DEFAULT__K |  | C | 0.0006465 | 0 | 0 | 0.55 | 0.5908 | 0.27 | 0 | 0 | 0 | 0 | F | T | F |  | 2019-06-01 |  | F
2__KLUMO000 | 2__KLUMO000 | OVO Electricity Ltd | OVOE | G |  | _K | South Wales | DEFAULT__K |  | C | 0.0006465 | 0 | 0 | 0.5119 | 0.5488 | 0.27 | 0 | 0 | 0 | 0 | F | T | F |  | 2019-06-01 |  | F
2__KLVDR000 | 2__KLVDR000 | ESB ENERGY LTD | LAVENDER | G |  | _K | South Wales | DEFAULT__K |  | C | 0.0006465 | 0 | -0.798 | 0.36 | 0.3856 | 0.27 | -0.287 | -0.308 | 0 | 0 | F | T | F |  | 2019-06-01 |  | F
2__KLVDR001 | Mynydd y Betws | ESB ENERGY LTD | LAVENDER | S |  | _K | South Wales | DEFAULT__K | P | P | 0.0006465 | 0 | -1.968 | 0.4893 | 0.4761 | 0.27 | -0.963 | -0.937 | 0 | 0 | T | T | F |  | 2019-06-01 | F | F
2__KMAEL000 | 2__KMAEL000 | MA Energy Limited | MA200308 | G |  | _K | South Wales | DEFAULT__K |  | C | 0.0006465 | 0 | -0.5 | 0.4893 | 0.4761 | 0.27 | -0.245 | -0.238 | 0 | 0 | F | T | F |  | 2019-06-01 |  | F
2__KMAET000 | MA Energy Ltd | MA Energy Limited | MA200308 | G |  | _K | South Wales | DEFAULT__K |  | C | 0.0006465 | 0 | 0 | 0.4893 | 0.4761 | 0.27 | 0 | 0 | 0 | 0 | F | T | F |  | 2019-06-01 |  | F
2__KMAGN000 | 2__KMAGN000 | Orsted Power Sales (UK) Ltd | MAGNETIC | G |  | _K | South Wales | DEFAULT__K |  | C | 0.0006465 | 11 | -154 | 0.7527 | 0.7085 | 0.27 | -115.916 | -109.109 | 8.28 | 7.794 | F | T | F |  | 2019-06-01 |  | F
2__KMAIN000 | MAIN_K | e2m - energy trading ltd | MAIN | G |  | _K | South Wales | DEFAULT__K |  | C | 0.0006465 | 0 | 0 | 0.4893 | 0.4761 | 0.27 | 0 | 0 | 0 | 0 | F | T | F |  | 2019-06-01 |  | F
2__KMANW000 | 2__KMANW000 | SP Energy Retail Ltd | SPSUP01 | G | SWA-MNW01 | _K | South Wales | DEFAULT__K |  | C | 0.0006465 | 0 | -7 | 0.5668 | 0.6034 | 0.27 | -3.968 | -4.224 | 0 | 0 | F | T | T |  | 2019-06-01 |  | F
2__KMARB000 | 2__KMARB000 | Marble Power Limited | MARBLE | G |  | _K | South Wales | DEFAULT__K |  | C | 0.0006465 | 0 | -16 | 0.1429 | 0.0586 | 0.27 | -2.286 | -0.938 | 0 | 0 | F | T | F |  | 2019-06-01 |  | F
2__KMARI000 | 2__KMARI000 | LOGICOR ENERGY LTD | MARIGOLD | G |  | _K | South Wales | DEFAULT__K |  | C | 0.0006465 | 0 | 0 | 0.4893 | 0.4761 | 0.27 | 0 | 0 | 0 | 0 | F | T | F |  | 2019-06-01 |  | F
2__KMATT000 | MATT_K | Mattina Limited | MATT | G |  | _K | South Wales | DEFAULT__K |  | C | 0.0006465 | 0 | 0 | 0.4893 | 0.4761 | 0.27 | 0 | 0 | 0 | 0 | F | T | F |  | 2019-06-01 |  | F
2__KMIDE000 | NPEC South Wales Area MIDE | Npower Limited | NPOWER01 | G | SWA-MID01 | _K | South Wales | DEFAULT__K |  | C | 0.0006465 | 0 | -5.834 | 0.5433 | 0.5812 | 0.27 | -3.17 | -3.391 | 0 | 0 | F | T | T |  | 2019-06-01 |  | F
2__KMINT000 | 2__KMINT000 | Toucan Energy Limited | MINT | G |  | _K | South Wales | DEFAULT__K |  | C | 0.0006465 | 0 | 0 | 0.4893 | 0.4761 | 0.27 | 0 | 0 | 0 | 0 | F | T | F |  | 2019-06-01 |  | F
2__KMISS000 | MISS_K | MISSISSIPPI ENERGY LIMITED | MISS | G |  | _K | South Wales | DEFAULT__K |  | C | 0.0006465 | 0 | 0 | 0.4893 | 0.4761 | 0.27 | 0 | 0 | 0 | 0 | F | T | F |  | 2019-06-01 |  | F
2__KMONT000 | 2__KMONT000 | Monument Energy Limited | MONUMENT | G |  | _K | South Wales | DEFAULT__K |  | C | 0.0006465 | 0 | -0.6 | 0.5 | 0.5329 | 0.27 | -0.3 | -0.32 | 0 | 0 | F | T | F |  | 2019-06-01 |  | F
2__KMRCY000 | 2__KMRCY000 | Octopus Energy Limited | MERCURY | G |  | _K | South Wales | DEFAULT__K |  | C | 0.0006465 | 0 | -15.867 | 0.4118 | 0.4428 | 0.27 | -6.534 | -7.026 | 0 | 0 | F | T | F |  | 2019-06-01 |  | F
2__KMTRL000 | 2__KMTRL000 | BROOK GREEN TRADING LIMITED | MISTRAL | G |  | _K | South Wales | DEFAULT__K |  | C | 0.0006465 | 0 | -1.2 | 0.6209 | 0.467 | 0.27 | -0.745 | -0.56 | 0 | 0 | F | T | F |  | 2019-06-17 |  | F
2__KNATP000 | NPEC South Wales Area NATP | Npower Limited | NPOWER01 | G | SWA-NPE01 | _K | South Wales | DEFAULT__K |  | C | 0.0006465 | 5.792 | -215.176 | 0.6644 | 0.605 | 0.27 | -142.963 | -130.181 | 3.848 | 3.504 | F | T | T |  | 2019-06-08 |  | F
2__KNCKL000 | 2__KNCKL000 | SSE Electricity Limited | SWEL | G |  | _K | South Wales | DEFAULT__K |  | C | 0.0006465 | 0 | -0.814 | 0.5482 | 0.5872 | 0.27 | -0.446 | -0.478 | 0 | 0 | F | T | F |  | 2019-06-01 |  | F
2__KNEEB000 | 2__KNEEB000 | NPower Northern Supply Ltd | NEEB | G | SWA-NEE01 | _K | South Wales | DEFAULT__K |  | C | 0.0006465 | 0 | -31.242 | 0.5946 | 0.6066 | 0.27 | -18.576 | -18.951 | 0 | 0 | F | T | T |  | 2019-06-01 |  | F
2__KNEVA000 | NEVA_K | NEVADA ENERGY LIMITED | NEVA | G |  | _K | South Wales | DEFAULT__K |  | C | 0.0006465 | 0 | 0 | 0.4893 | 0.4761 | 0.27 | 0 | 0 | 0 | 0 | F | T | F |  | 2019-06-01 |  | F
2__KNEWP000 | 2__KNEWP000 | Shell Energy Supply UK Ltd | NEWPORT | G |  | _K | South Wales | DEFAULT__K |  | C | 0.0006465 | 34 | -29.164 | 0.788 | 0.7822 | 0.27 | -22.981 | -22.812 | 26.792 | 26.595 | F | T | F |  | 2019-06-01 |  | F
2__KNORW000 | 2__KNORW000 | E.ON Energy Solutions Limited | PGENERGY | G | SWA-NWP01 | _K | South Wales | DEFAULT__K |  | C | 0.0006465 | 0 | -2 | 0.6294 | 0.6275 | 0.27 | -1.259 | -1.255 | 0 | 0 | F | T | T |  | 2019-06-01 |  | F
2__KNUCE000 | 2__KNUCE000 | NDA | MAGNOX | G | SWA-MEC01 | _K | South Wales | DEFAULT__K |  | C | 0.0006465 | 0 | 0 | 0.4893 | 0.4761 | 0.27 | 0 | 0 | 0 | 0 | F | T | F |  | 2019-06-01 |  | F
2__KOGAS000 | 2__KOGAS000 | British Gas Trading Ltd | BRITGAS | G |  | _K | South Wales | DEFAULT__K |  | C | 0.0006465 | 0 | -0.14 | 0.4893 | 0.4761 | 0.27 | -0.069 | -0.067 | 0 | 0 | F | T | F |  | 2019-06-01 |  | F
2__KOPAL000 | 2__KOPAL000 | Avid Energy | OPAL0516 | G |  | _K | South Wales | DEFAULT__K |  | C | 0.0006465 | 0 | -0.8 | 0.4893 | 0.4761 | 0.27 | -0.391 | -0.381 | 0 | 0 | F | T | F |  | 2019-06-01 |  | F
2__KOREB000 | 2__KOREB000 | MoneyPlus Energy Limited | OREBA | G |  | _K | South Wales | DEFAULT__K |  | C | 0.0006465 | 0 | 0 | 0.4893 | 0.4761 | 0.27 | 0 | 0 | 0 | 0 | F | T | F |  | 2019-06-01 |  | F
2__KOREG000 | OREG_K | OREGON ENERGY LIMITED | OREG | G |  | _K | South Wales | DEFAULT__K |  | C | 0.0006465 | 0 | 0 | 0.4893 | 0.4761 | 0.27 | 0 | 0 | 0 | 0 | F | T | F |  | 2019-06-01 |  | F
2__KOSMI000 | 2__KOSMI000 | BRISTOL NRG TEC&SERV(SUPP) LTD | OSMIUM | G |  | _K | South Wales | DEFAULT__K |  | C | 0.0006465 | 3.948 | -1.28 | 0.317 | 0.3194 | 0.27 | -0.406 | -0.409 | 1.252 | 1.261 | F | T | F |  | 2019-06-01 |  | F
2__KOVAL000 | 2__KOVAL000 | Oval Energy Limited | OVAL | G |  | _K | South Wales | DEFAULT__K |  | C | 0.0006465 | 0 | 0 | 0.4893 | 0.4761 | 0.27 | 0 | 0 | 0 | 0 | F | T | F |  | 2019-06-01 |  | F
2__KOVOE000 | 2__KOVOE000 | OVO Electricity Ltd | OVOE | G |  | _K | South Wales | DEFAULT__K |  | C | 0.0006465 | 0 | -18.935 | 0.5545 | 0.5952 | 0.27 | -10.499 | -11.27 | 0 | 0 | F | T | F |  | 2019-07-10 |  | F
2__KOXPO000 | 2__KOXPO000 | Opus Energy Limited | OXFPOWER | G |  | _K | South Wales | DEFAULT__K |  | C | 0.0006465 | 0 | -14.56 | 0.6091 | 0.5004 | 0.27 | -8.868 | -7.286 | 0 | 0 | F | T | F |  | 2019-07-03 |  | F
2__KPADD000 | 2__KPADD000 | Paddington Power Limited | PADDINGT | G |  | _K | South Wales | DEFAULT__K |  | C | 0.0006465 | 0 | 0 | 0.4893 | 0.4761 | 0.27 | 0 | 0 | 0 | 0 | F | T | F |  | 2019-06-01 |  | F
2__KPALL000 | 2__KPALL000 | Palladium Energy Supply Ltd | PALLAD | G |  | _K | South Wales | DEFAULT__K |  | C | 0.0006465 | 0 | 0 | 0.4893 | 0.4761 | 0.27 | 0 | 0 | 0 | 0 | F | T | F |  | 2019-06-01 |  | F
2__KPERL000 | 2__KPERL000 | PERLE ENERGY LIMITED | PERLE | G |  | _K | South Wales | DEFAULT__K |  | C | 0.0006465 | 0 | 0 | 0.4893 | 0.4761 | 0.27 | 0 | 0 | 0 | 0 | F | T | F |  | 2019-06-01 |  | F
2__KPGEN000 | 2__KPGEN000 | E.ON UK plc | POWERGEN | G | SWA-PGU01 | _K | South Wales | DEFAULT__K |  | C | 0.0006465 | 0 | -48 | 0.6746 | 0.3939 | 0.27 | -32.381 | -18.907 | 0 | 0 | F | T | T |  | 2019-06-01 |  | F
2__KPILO000 | 2__KPILO000 | Tonik Energy Limited | PILO1015 | G |  | _K | South Wales | DEFAULT__K |  | C | 0.0006465 | 0 | -1.26 | 0.507 | 0.54 | 0.27 | -0.639 | -0.68 | 0 | 0 | F | T | F |  | 2019-06-01 |  | F
2__KPION000 | 2__KPION000 | Igloo Energy Supply Limited | PION1015 | G |  | _K | South Wales | DEFAULT__K |  | C | 0.0006465 | 0 | -0.5152 | 0.3147 | 0.3353 | 0.27 | -0.162 | -0.173 | 0 | 0 | F | T | F |  | 2019-06-01 |  | F
2__KPIRO000 | 2__KPIRO000 | Pirranello Energy Supply Ltd | PIRANELO | G |  | _K | South Wales | DEFAULT__K |  | C | 0.0006465 | 0 | 0 | 0.4893 | 0.4761 | 0.27 | 0 | 0 | 0 | 0 | F | T | F |  | 2019-06-01 |  | F
2__KPOWQ000 | PowerQ_K | Hartree Partners Supply UK | POWQ | G |  | _K | South Wales | DEFAULT__K |  | C | 0.0006465 | 0 | 0 | 0.4893 | 0.4761 | 0.27 | 0 | 0 | 0 | 0 | F | T | F |  | 2019-06-01 |  | F
2__KPROZ000 | PROZ_K | Dyce Energy Ltd | PROZ | G |  | _K | South Wales | DEFAULT__K |  | C | 0.0006465 | 0 | 0 | 0.4893 | 0.4761 | 0.27 | 0 | 0 | 0 | 0 | F | T | F |  | 2019-06-01 |  | F
2__KPSUK000 | NPEC South Wales Area PSUK | Npower Limited | NPOWER01 | G |  | _K | South Wales | DEFAULT__K |  | C | 0.0006465 | 0 | -2.302 | 0.49 | 0.5198 | 0.27 | -1.128 | -1.197 | 0 | 0 | F | T | F |  | 2019-06-01 |  | F
2__KPURE000 | 2__KPURE000 | Good Energy Limited | PURE | G |  | _K | South Wales | DEFAULT__K |  | C | 0.0006465 | 11.8 | -0.8 | -1.5794 | -2.0051 | 0.27 | 1.264 | 1.604 | -18.637 | -23.66 | F | T | F |  | 2019-06-01 |  | F
2__KPUTY000 | 2__KPUTY000 | Putney Energy Limited | PUTNEY | G |  | _K | South Wales | DEFAULT__K |  | C | 0.0006465 | 0 | 0 | 0.4893 | 0.4761 | 0.27 | 0 | 0 | 0 | 0 | F | T | F |  | 2019-06-01 |  | F
2__KQEEN000 | 2__KQEEN000 | GoTo Energy (UK) Limited | QUEENS | G |  | _K | South Wales | DEFAULT__K |  | C | 0.0006465 | 0 | 0 | 0.4893 | 0.4761 | 0.27 | 0 | 0 | 0 | 0 | F | T | F |  | 2019-06-01 |  | F
2__KRAYL000 | 2__KRAYL000 | Victory Energy Supply Limited | RAYLEIGH | G |  | _K | South Wales | DEFAULT__K |  | C | 0.0006465 | 0 | 0 | 0.4893 | 0.4761 | 0.27 | 0 | 0 | 0 | 0 | F | T | F |  | 2019-06-01 |  | F
2__KREGE000 | 2__KREGE000 | Bulb Energy | REGENT | G |  | _K | South Wales | DEFAULT__K |  | C | 0.0006465 | 0 | -27 | 0.4658 | 0.4989 | 0.27 | -12.577 | -13.47 | 0 | 0 | F | T | F |  | 2019-06-01 |  | F
2__KRENC000 | 2__KRENC000 | The Renewable Energy Co Ltd | RENC | G | SWA-RNW01 | _K | South Wales | DEFAULT__K |  | C | 0.0006465 | 0 | 0 | 0.4893 | 0.4761 | 0.27 | 0 | 0 | 0 | 0 | F | T | F |  | 2019-06-01 |  | F
2__KRHOD000 | 2__KRHOD000 | Utilita Energy Limited | UTILITA | G |  | _K | South Wales | DEFAULT__K |  | C | 0.0006465 | 0 | -0.028 | 0.4343 | 0.4657 | 0.27 | -0.012 | -0.013 | 0 | 0 | F | T | F |  | 2019-06-01 |  | F
2__KROSE000 | 2__KROSE000 | Gas & Power Ltd TA Gulf G & P | ROSE | G |  | _K | South Wales | DEFAULT__K |  | C | 0.0006465 | 0 | -0.214 | 0.3 | 0.32 | 0.27 | -0.064 | -0.068 | 0 | 0 | F | T | F |  | 2019-06-01 |  | F
2__KRUTH000 | 2__KRUTH000 | Rutherford Energy Supply Ltd | RUTHRFRD | G |  | _K | South Wales | DEFAULT__K |  | C | 0.0006465 | 0 | 0 | 0.4893 | 0.4761 | 0.27 | 0 | 0 | 0 | 0 | F | T | F |  | 2019-06-01 |  | F
2__KRWED000 | 2__KRWED000 | ENGIE Power Limited | RWETDL | G | SWA-GDF01 | _K | South Wales | DEFAULT__K |  | C | 0.0006465 | 72 | -60 | 0.6357 | 0.4059 | 0.27 | -38.142 | -24.354 | 45.77 | 29.225 | F | T | T |  | 2019-06-01 |  | F
2__KSANT000 | 2__KSANT000 | Nabuh Energy Limited | SANT1015 | G |  | _K | South Wales | DEFAULT__K |  | C | 0.0006465 | 0 | -0.456 | 0.4852 | 0.5182 | 0.27 | -0.221 | -0.236 | 0 | 0 | F | T | F |  | 2019-06-01 |  | F
2__KSAPH000 | 2__KSAPH000 | ElectroRoute Energy Limited | SAPHIR | G |  | _K | South Wales | DEFAULT__K |  | C | 0.0006465 | 0 | 0 | 0.4893 | 0.4761 | 0.27 | 0 | 0 | 0 | 0 | F | T | F |  | 2019-06-01 |  | F
2__KSATU000 | 2__KSATU000 | Satus Energy Limited | SATUS | G |  | _K | South Wales | DEFAULT__K |  | C | 0.0006465 | 0 | 0 | 0.4893 | 0.4761 | 0.27 | 0 | 0 | 0 | 0 | F | T | F |  | 2019-06-01 |  | F
2__KSCAF000 | 2__KSCAF000 | Valda Energy Limited | SCAFELL | G |  | _K | South Wales | DEFAULT__K |  | C | 0.0006465 | 0 | 0 | 0.4893 | 0.4761 | 0.27 | 0 | 0 | 0 | 0 | F | T | F |  | 2019-06-01 |  | F
2__KSEEB000 | 2__KSEEB000 | EDF Energy Customers Ltd | LENCO | G | SWA-SEE01 | _K | South Wales | DEFAULT__K |  | C | 0.0006465 | 0 | -4 | 0.6136 | 0.483 | 0.27 | -2.454 | -1.932 | 0 | 0 | F | T | F |  | 2019-06-01 |  | F
2__KSEEE000 | 2__KSEEE000 | Shell Energy Europe Limited | SHELL2 | G |  | _K | South Wales | DEFAULT__K |  | C | 0.0006465 | 34 | -0.1 | 0.4893 | 0.4761 | 0.27 | -0.049 | -0.048 | 16.636 | 16.187 | F | T | F |  | 2019-06-01 |  | F
2__KSIMC000 | 2__KSIMC000 | SIMCOE ENERGY LIMITED | SIMCOE | G |  | _K | South Wales | DEFAULT__K |  | C | 0.0006465 | 0 | 0 | 0.4893 | 0.4761 | 0.27 | 0 | 0 | 0 | 0 | F | T | F |  | 2019-06-01 |  | F
2__KSING000 | SING_K | United Gas & Power Trading Ltd | SING | G |  | _K | South Wales | DEFAULT__K |  | C | 0.0006465 | 0 | -0.64 | 0.4893 | 0.4761 | 0.27 | -0.313 | -0.305 | 0 | 0 | F | T | F |  | 2019-06-01 |  | F
2__KSINQ000 | Sinq_K | Sinq Power Ltd | SINQ | G |  | _K | South Wales | DEFAULT__K |  | C | 0.0006465 | 0 | -1.2 | 0.526 | 0.4153 | 0.27 | -0.631 | -0.498 | 0 | 0 | F | T | F |  | 2019-06-01 |  | F
2__KSIRO000 | 2__KSIRO000 | Hudson Energy Supply UK Ltd | AMPERE | G |  | _K | South Wales | DEFAULT__K |  | C | 0.0006465 | 0 | 0 | 0.4893 | 0.4761 | 0.27 | 0 | 0 | 0 | 0 | F | T | F |  | 2019-06-01 |  | F
2__KSKLN000 | 2__KSKLN000 | Skylane Energy Supply Ltd | SKYLANE | G |  | _K | South Wales | DEFAULT__K |  | C | 0.0006465 | 0 | 0 | 0.4893 | 0.4761 | 0.27 | 0 | 0 | 0 | 0 | F | T | F |  | 2019-06-01 |  | F
2__KSLVR000 | 2__KSLVR000 | CNG Electricity Limited | SILVER | G |  | _K | South Wales | DEFAULT__K |  | C | 0.0006465 | 0.01 | -0.002 | 0.4893 | 0.4761 | 0.27 | -0.001 | -0.001 | 0.005 | 0.005 | F | T | F |  | 2019-06-01 |  | F
2__KSMAR000 | 2__KSMAR000 | Smartestenergy Limited | SMARTEST | G | SWA-SEL01 | _K | South Wales | DEFAULT__K |  | C | 0.0006465 | 111.525 | -24 | 0.2292 | 0.2671 | 0.27 | -5.501 | -6.41 | 25.562 | 29.788 | F | T | T |  | 2019-06-01 |  | F
2__KSNFR000 | 2__KSNFR000 | Sunflower Energy Supply Ltd | SUNFLOWE | G |  | _K | South Wales | DEFAULT__K |  | C | 0.0006465 | 0 | 0 | 0.4893 | 0.4761 | 0.27 | 0 | 0 | 0 | 0 | F | T | F |  | 2019-06-01 |  | F
2__KSOUT000 | SE SBMU1 - Swalec GSPG | SSE Electricity Limited | SWEL | G | SWA-STH01 | _K | South Wales | DEFAULT__K |  | C | 0.0006465 | 92 | -2.4 | 0.3434 | 0.3327 | 0.27 | -0.824 | -0.798 | 31.593 | 30.608 | F | T | T |  | 2019-06-01 |  | F
2__KSPAL000 | 2__KSPAL000 | Home Energy Trading Ltd | SPALT | G |  | _K | South Wales | DEFAULT__K |  | C | 0.0006465 | 0 | -0.004 | 0.4893 | 0.4761 | 0.27 | -0.002 | -0.002 | 0 | 0 | F | T | F |  | 2019-06-01 |  | F
2__KSPOW000 | 2__KSPOW000 | SP Energy Retail Ltd | SPSUP01 | G | SWA-SPC01 | _K | South Wales | DEFAULT__K |  | C | 0.0006465 | 0 | -55.8 | 0.7649 | 0.6578 | 0.27 | -42.681 | -36.705 | 0 | 0 | F | T | T |  | 2019-06-01 |  | F
2__KSPRK000 | 2__KSPRK000 | OVO Electricity Ltd | OVOE | G |  | _K | South Wales | DEFAULT__K |  | C | 0.0006465 | 0 | -3.86 | 0.5577 | 0.595 | 0.27 | -2.153 | -2.297 | 0 | 0 | F | T | F |  | 2019-06-01 |  | F
2__KSQKY000 | 2__KSQKY000 | Squeaky Clean Energy Limited | ESSL1015 | G |  | _K | South Wales | DEFAULT__K |  | C | 0.0006465 | 0 | 0 | 0.4893 | 0.4761 | 0.27 | 0 | 0 | 0 | 0 | F | T | F |  | 2019-07-17 |  | F
2__KSTAT000 | STAT K South Wales | Statkraft Markets Gmbh | STATKRA1 | G |  | _K | South Wales | DEFAULT__K |  | C | 0.0006465 | 234 | 0 | 0.2507 | 0.2861 | 0.2611 | 0 | 0 | 61.097 | 61.097 | F | T | F |  | 2019-06-01 |  | F
2__KSWAE000 | SWA SBMU1 - Swalec GSPG | SSE Electricity Limited | SWEL | G | SWA-SWA01 | _K | South Wales | DEFAULT__K |  | C | 0.0006465 | 0 | -329.4 | 0.559 | 0.5973 | 0.27 | -184.135 | -196.751 | 0 | 0 | F | T | T |  | 2019-06-01 |  | F
2__KSWDP000 | 2__KSWDP000 | Snowdrop Energy Supply Ltd | SNOWDROP | G |  | _K | South Wales | DEFAULT__K |  | C | 0.0006465 | 0.124 | 0 | 0.4893 | 0.4761 | 0.27 | 0 | 0 | 0.033 | 0.033 | F | T | F |  | 2019-06-01 |  | F
2__KSWEB000 | SWEB Default BMUid SWAE | EDF Energy Customers Ltd | LENCO | G | SWA-SWT01 | _K | South Wales | DEFAULT__K |  | C | 0.0006465 | 0 | -4 | 0.4893 | 0.4761 | 0.27 | -1.957 | -1.904 | 0 | 0 | F | T | T |  | 2019-06-01 |  | F
2__KSWEL000 | SWL SBMU1 - Swalec GSPG | SSE Electricity Limited | SWEL | G |  | _K | South Wales | DEFAULT__K |  | C | 0.0006465 | 0 | 0 | 0.4893 | 0.4761 | 0.27 | 0 | 0 | 0 | 0 | F | T | F |  | 2019-06-01 |  | F
2__KSYMB000 | 2__KSYMB000 | Symbio Energy Ltd | SYMBIO18 | G | SWA-SYM01 | _K | South Wales | DEFAULT__K |  | C | 0.0006465 | 0 | 0 | 0.4893 | 0.4761 | 0.27 | 0 | 0 | 0 | 0 | F | T | T |  | 2019-06-01 |  | F
2__KTEMP000 | 2__KTEMP000 | Temple Energy Limited | TEMPLE | G |  | _K | South Wales | DEFAULT__K |  | C | 0.0006465 | 0 | 0 | 0.4893 | 0.4761 | 0.27 | 0 | 0 | 0 | 0 | F | T | F |  | 2019-06-01 |  | F
2__KTEXA000 | TEXA_K | AVRO COMMERCIAL ENERGY | TEXA | G |  | _K | South Wales | DEFAULT__K |  | C | 0.0006465 | 0 | 0 | 0.4893 | 0.4761 | 0.27 | 0 | 0 | 0 | 0 | F | T | F |  | 2019-06-01 |  | F
2__KTGPL000 | 2__KTGPL000 | Total Gas & Power Ltd | TFEGP | G | SWA-TFE01 | _K | South Wales | DEFAULT__K |  | C | 0.0006465 | 100 | -50 | 0.0573 | 0.0416 | 0.27 | -2.865 | -2.08 | 5.73 | 4.16 | F | T | T |  | 2019-06-01 |  | F
2__KTHLE000 | 2__KTHLE000 | Orbit Energy Limited | THISTLE | G |  | _K | South Wales | DEFAULT__K |  | C | 0.0006465 | 0 | 0 | 0.44 | 0.465 | 0.27 | 0 | 0 | 0 | 0 | F | T | F |  | 2019-06-01 |  | F
2__KTHRE000 | 2__KTHRE000 | Corona Energy Retail 4 Limited | SUPELEC3 | G |  | _K | South Wales | DEFAULT__K |  | C | 0.0006465 | 0 | -3 | 0.627 | 0.5334 | 0.27 | -1.881 | -1.6 | 0 | 0 | F | T | F |  | 2019-06-01 |  | F
2__KTILL000 | 2__KTILL000 | TILLICUM ENERGY LIMITED | TILLICUM | G |  | _K | South Wales | DEFAULT__K |  | C | 0.0006465 | 0 | 0 | 0.4893 | 0.4761 | 0.27 | 0 | 0 | 0 | 0 | F | T | F |  | 2019-06-01 |  | F
2__KTLWD000 | 2__KTLWD000 | BRUNTWOOD ENERGY SERVICES LTD | TAILWIND | G |  | _K | South Wales | DEFAULT__K |  | C | 0.0006465 | 0 | -0.01 | 0.5333 | 0.5833 | 0.27 | -0.005 | -0.006 | 0 | 0 | F | T | F |  | 2019-06-01 |  | F
2__KTNDO000 | 2__KTNDO000 | Pozitive Energy Limited | TORNADO | G |  | _K | South Wales | DEFAULT__K |  | C | 0.0006465 | 0 | -5.96 | 0.5054 | 0.4755 | 0.27 | -3.012 | -2.834 | 0 | 0 | F | T | F |  | 2019-06-01 |  | F
2__KTOGO000 | 2__KTOGO000 | TOGETHER ENERGY SUPPLY LIMITED | AZACCA | G |  | _K | South Wales | DEFAULT__K |  | C | 0.0006465 | 0 | 0 | 0.4893 | 0.4761 | 0.27 | 0 | 0 | 0 | 0 | F | T | F |  | 2019-06-01 |  | F
2__KTONB000 | 2__KTONB000 | Tonik Energy Limited | PILO1015 | G |  | _K | South Wales | DEFAULT__K |  | C | 0.0006465 | 0 | 0 | 0.4893 | 0.4761 | 0.27 | 0 | 0 | 0 | 0 | F | T | F |  | 2019-06-01 |  | F
2__KTOTO000 | 2__KTOTO000 | TOTO Energy Limited | COVENT | G |  | _K | South Wales | DEFAULT__K |  | C | 0.0006465 | 0 | 0 | 0.4893 | 0.4761 | 0.27 | 0 | 0 | 0 | 0 | F | T | F |  | 2019-06-01 |  | F
2__KTRAM000 | Tramonto_K | Switch Business Gas and Power | TRAM | G |  | _K | South Wales | DEFAULT__K |  | C | 0.0006465 | 0 | -0.0023 | 0.495 | 0.4075 | 0.27 | -0.001 | -0.001 | 0 | 0 | F | T | F |  | 2019-06-01 |  | F
2__KTREX000 | 2__KTREX000 | POWER4ALL Limited | POWER4 | G |  | _K | South Wales | DEFAULT__K |  | C | 0.0006465 | 0 | -8.2 | 0.7175 | 0.6898 | 0.27 | -5.884 | -5.656 | 0 | 0 | F | T | F |  | 2019-06-01 |  | F
2__KTULP000 | 2__KTULP000 | PURE PLANET LIMITED | TULIP | G |  | _K | South Wales | DEFAULT__K |  | C | 0.0006465 | 0 | -6.114 | 0.3354 | 0.3617 | 0.27 | -2.051 | -2.211 | 0 | 0 | F | T | F |  | 2019-06-27 |  | F
2__KUKPR000 | UK_Power_Reserve_K | UK Power Reserve Limited | UKPR | G | SWA-UKP01 | _K | South Wales | DEFAULT__K |  | C | 0.0006465 | 76 | 0 | 0.095 | 0.0519 | 0.0824 | 0 | 0 | 6.262 | 6.262 | F | T | T |  | 2019-06-01 |  | F
2__KVAVU000 | VAVU_K | Vavu Power Limited | VAVU | G |  | _K | South Wales | DEFAULT__K |  | C | 0.0006465 | 0 | 0 | 0.4893 | 0.4761 | 0.27 | 0 | 0 | 0 | 0 | F | T | F |  | 2019-06-01 |  | F
2__KVERM000 | VERM_K | ENERGISE BRITAIN GAS & ELEC | VERM | G |  | _K | South Wales | DEFAULT__K |  | C | 0.0006465 | 0 | 0 | 0.4893 | 0.4761 | 0.27 | 0 | 0 | 0 | 0 | F | T | F |  | 2019-06-01 |  | F
2__KVETS000 | VTS_GSP_K_010 | Vattenfall Energy Trading | VTS | G |  | _K | South Wales | DEFAULT__K |  | C | 0.0006465 | 36.571 | 0 | 0.2384 | 0.2691 | 0.2474 | 0 | 0 | 9.048 | 9.048 | F | T | F |  | 2019-06-01 |  | F
2__KVIPR000 | 2__KVIPR000 | Viper Energy Supply Ltd | VIPER | G |  | _K | South Wales | DEFAULT__K |  | C | 0.0006465 | 0 | 0 | 0.4893 | 0.4761 | 0.27 | 0 | 0 | 0 | 0 | F | T | F |  | 2019-06-01 |  | F
2__KVIRG000 | VIRG_K | Green Energy Supply Limited | VIRG | G |  | _K | South Wales | DEFAULT__K |  | C | 0.0006465 | 0 | 0 | 0.4893 | 0.4761 | 0.27 | 0 | 0 | 0 | 0 | F | T | F |  | 2019-06-01 |  | F
2__KVNGA000 | 2__KVNGA000 | Venga Energy Supply Ltd | VENGA | G |  | _K | South Wales | DEFAULT__K |  | C | 0.0006465 | 0 | 0 | 0.4893 | 0.4761 | 0.27 | 0 | 0 | 0 | 0 | F | T | F |  | 2019-06-01 |  | F
2__KVNQT000 | 2__KVNQT000 | Vanquist Energy Supply Ltd | VANQUIST | G |  | _K | South Wales | DEFAULT__K |  | C | 0.0006465 | 0 | 0 | 0.4893 | 0.4761 | 0.27 | 0 | 0 | 0 | 0 | F | T | F |  | 2019-06-01 |  | F
2__KVOLT000 | 2__KVOLT000 | Co-operative Energy Limited | VOLA | G |  | _K | South Wales | DEFAULT__K |  | C | 0.0006465 | 4.842 | -2.1556 | 0.3314 | 0.2775 | 0.27 | -0.714 | -0.598 | 1.605 | 1.344 | F | T | F |  | 2019-06-01 |  | F
2__KWASH000 | WASH_K | Utility Point Limited | WASH | G |  | _K | South Wales | DEFAULT__K |  | C | 0.0006465 | 0 | -4 | 0.4227 | 0.4508 | 0.27 | -1.691 | -1.803 | 0 | 0 | F | T | F |  | 2019-06-01 |  | F
2__KWILL000 | 2__KWILL000 | WILLAMETTE ENERGY LIMITED | WILLAMET | G |  | _K | South Wales | DEFAULT__K |  | C | 0.0006465 | 0 | 0 | 0.4893 | 0.4761 | 0.27 | 0 | 0 | 0 | 0 | F | T | F |  | 2019-06-01 |  | F
2__KYELG000 | _K Default BM SWALES | NPower Yorkshire Supply Ltd | YE | G | SWA-YEP01 | _K | South Wales | DEFAULT__K |  | C | 0.0006465 | 0 | -0.02 | 0.5143 | 0.5429 | 0.27 | -0.01 | -0.011 | 0 | 0 | F | T | T |  | 2019-06-01 |  | F
2__KYNRG000 | 2__KYNRG000 | Daisy Energy Supply Ltd | DAISY | G |  | _K | South Wales | DEFAULT__K |  | C | 0.0006465 | 0 | 0 | 0.4893 | 0.4761 | 0.27 | 0 | 0 | 0 | 0 | F | T | F |  | 2019-06-19 |  | F
2__KZPYR000 | 2__KZPYR000 | Green Network Energy Limited | ZEPHYR | G |  | _K | South Wales | DEFAULT__K |  | C | 0.0006465 | 0 | -6.84 | 0.5518 | 0.5911 | 0.27 | -3.774 | -4.043 | 0 | 0 | F | T | F |  | 2019-07-22 | F | F
2__KZYTH000 | 2__KZYTH000 | ZYTHOS ENERGY LIMITED | ZYTHOS | G |  | _K | South Wales | DEFAULT__K |  | C | 0.0006465 | 0 | 0 | 0.4893 | 0.4761 | 0.27 | 0 | 0 | 0 | 0 | F | T | F |  | 2019-06-01 |  | F
2__LALAB000 | ALAB_L | ALABAMA ENERGY LIMITED | ALAB | G |  | _L | South Western | DEFAULT__L |  | C | 0.0035611 | 0 | 0 | 0.4888 | 0.4607 | 0.27 | 0 | 0 | 0 | 0 | F | T | F |  | 2019-06-01 |  | F
2__LALAS000 | ALAS_L | ALASKA ENERGY LIMITED | ALAS | G |  | _L | South Western | DEFAULT__L |  | C | 0.0035611 | 0 | 0 | 0.4888 | 0.4607 | 0.27 | 0 | 0 | 0 | 0 | F | T | F |  | 2019-06-01 |  | F
2__LALTI000 | 2__LALTI000 | Co-operative Energy Limited | VOLA | G |  | _L | South Western | DEFAULT__L |  | C | 0.0035611 | 0 | -1.6634 | 0.5124 | 0.5409 | 0.27 | -0.852 | -0.9 | 0 | 0 | F | T | F |  | 2019-06-01 |  | F
2__LANGE000 | 2__LANGE000 | Limejump Energy Limited | ANGEL | G |  | _L | South Western | DEFAULT__L |  | C | 0.0035611 | 62.8 | -4 | 0.2359 | 0.2327 | 0.235 | -0.944 | -0.931 | 14.815 | 14.614 | F | T | F |  | 2019-06-01 |  | F
2__LANGE001 | 2__LANGE001 | Limejump Energy Limited | ANGEL | S | AG-LLIM01 | _L | South Western | DEFAULT__L |  | C | 0.0035611 | 65 | 0 | 0.4888 | 0.4607 | 0.27 | 0 | 0 | 17.55 | 17.55 | F | T | T |  | 2019-06-01 | F | F
2__LANGE002 | 2__LANGE002 | Limejump Energy Limited | ANGEL | S |  | _L | South Western | DEFAULT__L |  | C | 0.0035611 | 50 | 0 | 0.4888 | 0.4607 | 0.27 | 0 | 0 | 13.5 | 13.5 | F | T | F |  | 2019-06-01 | F | F
2__LARIZ000 | ARIZ_L | Simplicity Energy Limited | ARIZ | G |  | _L | South Western | DEFAULT__L |  | C | 0.0035611 | 0 | 0 | 0.4888 | 0.4607 | 0.27 | 0 | 0 | 0 | 0 | F | T | F |  | 2019-06-01 |  | F
2__LARRU000 | 2__LARRU000 | BlueGreen Energy Services | ARRUZZI | G |  | _L | South Western | DEFAULT__L |  | C | 0.0035611 | 0 | 0 | 0.4888 | 0.4607 | 0.27 | 0 | 0 | 0 | 0 | F | T | F |  | 2019-06-01 |  | F
2__LAVRO000 | AVRO_L | AVRO ENERGY LIMITED | AVRO | G |  | _L | South Western | DEFAULT__L |  | C | 0.0035611 | 0 | -12 | 0.4838 | 0.5107 | 0.27 | -5.806 | -6.128 | 0 | 0 | F | T | F |  | 2019-06-12 |  | F
2__LAXIS000 | 2__LAXIS000 | Axis Telecom Ltd | AXISTELE | G |  | _L | South Western | DEFAULT__L |  | C | 0.0035611 | 0 | 0 | 0.5478 | 0.4478 | 0.27 | 0 | 0 | 0 | 0 | F | T | F |  | 2019-06-01 |  | F
2__LAXPO000 | 2__LAXPO000 | AXPO UK LIMITED | EGLUK | G | SWT-AXPO1 | _L | South Western | DEFAULT__L |  | C | 0.0035611 | 85 | -19 | 0.0077 | 0.073 | 0.27 | -0.146 | -1.387 | 0.655 | 6.205 | F | T | F |  | 2019-06-01 |  | F
2__LAZAC000 | 2__LAZAC000 | TOGETHER ENERGY SUPPLY LIMITED | AZACCA | G |  | _L | South Western | DEFAULT__L |  | C | 0.0035611 | 0 | 0 | 0.4888 | 0.4607 | 0.27 | 0 | 0 | 0 | 0 | F | T | F |  | 2019-06-01 |  | F
2__LBARB000 | 2__LBARB000 | Barbican Power Limited | BARBICAN | G |  | _L | South Western | DEFAULT__L |  | C | 0.0035611 | 0 | 0 | 0.4888 | 0.4607 | 0.27 | 0 | 0 | 0 | 0 | F | T | F |  | 2019-06-01 |  | F
2__LBAYS000 | 2__LBAYS000 | Bayswater Energy Limited | BAYSWATE | G |  | _L | South Western | DEFAULT__L |  | C | 0.0035611 | 0 | 0 | 0.4888 | 0.4607 | 0.27 | 0 | 0 | 0 | 0 | F | T | F |  | 2019-06-01 |  | F
2__LBCFC000 | 2__LBCFC000 | Octopus Energy Limited | MERCURY | G |  | _L | South Western | DEFAULT__L |  | C | 0.0035611 | 0 | 0 | 0.516 | 0.54 | 0.27 | 0 | 0 | 0 | 0 | F | T | F |  | 2019-06-01 |  | F
2__LBELS000 | 2__LBELS000 | Belsize Energy Limited | BELSIZE | G |  | _L | South Western | DEFAULT__L |  | C | 0.0035611 | 0 | 0 | 0.4888 | 0.4607 | 0.27 | 0 | 0 | 0 | 0 | F | T | F |  | 2019-06-01 |  | F
2__LBETH000 | 2__LBETH000 | Mongoose Energy Supply Limited | BETHNAL | G |  | _L | South Western | DEFAULT__L |  | C | 0.0035611 | 0 | 0 | 0.4888 | 0.4607 | 0.27 | 0 | 0 | 0 | 0 | F | T | F |  | 2019-06-01 |  | F
2__LBGAS000 | 2__LBGAS000 | British Gas Trading Ltd | BRITGAS | G | SWT-BGS01 | _L | South Western | DEFAULT__L |  | C | 0.0035611 | 0 | -161.86 | 0.5344 | 0.5639 | 0.27 | -86.498 | -91.273 | 0 | 0 | F | T | T |  | 2019-06-19 |  | F
2__LBIZZ000 | 2__LBIZZ000 | British Gas Trading Ltd | BRITGAS | G | SWT-BIZ01 | _L | South Western | DEFAULT__L |  | C | 0.0035611 | 0 | -4 | 0.3721 | 0.2946 | 0.27 | -1.488 | -1.178 | 0 | 0 | F | T | F |  | 2019-06-01 |  | F
2__LBLBL000 | 2__LBLBL000 | Bluebell Energy Supply Ltd | BLUEBELL | G |  | _L | South Western | DEFAULT__L |  | C | 0.0035611 | 0 | 0 | 0.4888 | 0.4607 | 0.27 | 0 | 0 | 0 | 0 | F | T | F |  | 2019-06-01 |  | F
2__LBNRG000 | 2__LBNRG000 | Electricity Plus Supply Ltd | BAENERGY | G |  | _L | South Western | DEFAULT__L |  | C | 0.0035611 | 0 | -34.272 | 0.5658 | 0.5886 | 0.27 | -19.391 | -20.172 | 0 | 0 | F | T | F |  | 2019-06-01 |  | F
2__LBORE000 | 2__LBORE000 | Zebra Power Limited | BOR | G |  | _L | South Western | DEFAULT__L |  | C | 0.0035611 | 0 | -0.07 | 0.5312 | 0.5613 | 0.27 | -0.037 | -0.039 | 0 | 0 | F | T | F |  | 2019-06-01 |  | F
2__LBORO000 | 2__LBORO000 | Borough Energy Limited | BOROUGH | G |  | _L | South Western | DEFAULT__L |  | C | 0.0035611 | 0 | 0 | 0.4888 | 0.4607 | 0.27 | 0 | 0 | 0 | 0 | F | T | F |  | 2019-06-01 |  | F
2__LBPGM000 | 2__LBPGM000 | BP Gas Marketing Limited | BPGAS | G |  | _L | South Western | DEFAULT__L |  | C | 0.0035611 | 0 | 0 | 0.4888 | 0.4607 | 0.27 | 0 | 0 | 0 | 0 | F | T | F |  | 2019-06-01 |  | F
2__LBREZ000 | 2__LBREZ000 | Breeze Energy Supply Ltd | BREEZE | G |  | _L | South Western | DEFAULT__L |  | C | 0.0035611 | 1.826 | -0.856 | 0.5039 | 0.5305 | 0.27 | -0.431 | -0.454 | 0.92 | 0.969 | F | T | F |  | 2019-06-01 |  | F
2__LBRZE000 | 2__LBRZE000 | arto.energy Ltd | BRONZE | G |  | _L | South Western | DEFAULT__L |  | C | 0.0035611 | 0 | 0 | 0.4888 | 0.4607 | 0.27 | 0 | 0 | 0 | 0 | F | T | F |  | 2019-06-01 |  | F
2__LBULN000 | 2__LBULN000 | Bryt Energy Limited | BULLION | G |  | _L | South Western | DEFAULT__L |  | C | 0.0035611 | 0 | -4 | 0.699 | 0.3624 | 0.27 | -2.796 | -1.45 | 0 | 0 | F | T | F |  | 2019-06-01 |  | F
2__LCALI000 | 2__LCALI000 | Callesti Energy Supply Limited | CALLESTI | G |  | _L | South Western | DEFAULT__L |  | C | 0.0035611 | 0 | 0 | 0.4888 | 0.4607 | 0.27 | 0 | 0 | 0 | 0 | F | T | F |  | 2019-06-01 |  | F
2__LCALL000 | 2__LCALL000 | SP Energy Retail Ltd | SPSUP01 | G |  | _L | South Western | DEFAULT__L |  | C | 0.0035611 | 0 | -12.6 | 0.6343 | 0.5993 | 0.27 | -7.992 | -7.551 | 0 | 0 | F | T | F |  | 2019-06-01 |  | F
2__LCBRA000 | 2__LCBRA000 | Cabra Energy Supply Ltd | CABRA | G |  | _L | South Western | DEFAULT__L |  | C | 0.0035611 | 0 | 0 | 0.4888 | 0.4607 | 0.27 | 0 | 0 | 0 | 0 | F | T | F |  | 2019-06-01 |  | F
2__LCFWR000 | 2__LCFWR000 | Eddington Energy Supply Ltd | EDDINGTN | G |  | _L | South Western | DEFAULT__L |  | C | 0.0035611 | 0 | 0 | 0.5476 | 0.5755 | 0.27 | 0 | 0 | 0 | 0 | F | T | F |  | 2019-06-01 |  | F
2__LCILI000 | 2__LCILI000 | Cilleni Energy Supply Limited | CILLENI | G |  | _L | South Western | DEFAULT__L |  | C | 0.0035611 | 0 | 0 | 0.4888 | 0.4607 | 0.27 | 0 | 0 | 0 | 0 | F | T | F |  | 2019-06-01 |  | F
2__LCIRC000 | 2__LCIRC000 | Flow Energy Ltd | CIRCUIT | G |  | _L | South Western | DEFAULT__L |  | C | 0.0035611 | 0 | -7.428 | 0.5376 | 0.5661 | 0.27 | -3.993 | -4.205 | 0 | 0 | F | T | F |  | 2019-06-01 |  | F
2__LCMRO000 | 2__LCMRO000 | Camaro Energy Supply Ltd | CAMARO | G |  | _L | South Western | DEFAULT__L |  | C | 0.0035611 | 0 | 0 | 0.4888 | 0.4607 | 0.27 | 0 | 0 | 0 | 0 | F | T | F |  | 2019-06-01 |  | F
2__LCNDL000 | 2__LCNDL000 | NEAS Energy Ltd. | CNDA | G |  | _L | South Western | DEFAULT__L |  | C | 0.0035611 | 1440 | 0 | 0.2302 | 0.2313 | 0.2305 | 0 | 0 | 331.92 | 331.92 | F | T | F |  | 2019-06-01 |  | F
2__LCNRG000 | 2__LCNRG000 | Opus Energy (Corporate) Ltd | CHENERGY | G |  | _L | South Western | DEFAULT__L |  | C | 0.0035611 | 0 | -22.68 | 0.6792 | 0.5527 | 0.27 | -15.404 | -12.535 | 0 | 0 | F | T | F |  | 2019-07-03 |  | F
2__LCOLG000 | 2__LCOLG000 | Colgano Energy Supply Limited | COLGANO | G |  | _L | South Western | DEFAULT__L |  | C | 0.0035611 | 0 | 0 | 0.4888 | 0.4607 | 0.27 | 0 | 0 | 0 | 0 | F | T | F |  | 2019-06-01 |  | F
2__LCOLO000 | COLO_L | COLORADO ENERGY LIMITED | COLO | G |  | _L | South Western | DEFAULT__L |  | C | 0.0035611 | 0 | 0 | 0.4888 | 0.4607 | 0.27 | 0 | 0 | 0 | 0 | F | T | F |  | 2019-06-01 |  | F
2__LCOMT000 | 2__LCOMT000 | ENSTROGA Ltd | COMT1015 | G |  | _L | South Western | DEFAULT__L |  | C | 0.0035611 | 0 | -7.424 | 0.4475 | 0.4718 | 0.27 | -3.322 | -3.503 | 0 | 0 | F | T | F |  | 2019-06-01 |  | F
2__LCOOP000 | 2__LCOOP000 | I Supply Energy Limited | COOP | G |  | _L | South Western | DEFAULT__L |  | C | 0.0035611 | 0 | -11.88 | 0.5685 | 0.5982 | 0.27 | -6.754 | -7.107 | 0 | 0 | F | T | F |  | 2019-06-01 |  | F
2__LCORE000 | 2__LCORE000 | Corona Energy Retail 4 Limited | SUPELEC3 | G |  | _L | South Western | DEFAULT__L |  | C | 0.0035611 | 0 | 0 | 0.4888 | 0.4607 | 0.27 | 0 | 0 | 0 | 0 | F | T | F |  | 2019-06-01 |  | F
2__LCOUL000 | 2__LCOUL000 | Coulomb Energy Supply Limited | COULOMB | G |  | _L | South Western | DEFAULT__L |  | C | 0.0035611 | 0 | 0 | 0.4888 | 0.4607 | 0.27 | 0 | 0 | 0 | 0 | F | T | F |  | 2019-06-01 |  | F
2__LCOVE000 | 2__LCOVE000 | TOTO Energy Limited | COVENT | G |  | _L | South Western | DEFAULT__L |  | C | 0.0035611 | 0 | -2.7 | 0.5494 | 0.581 | 0.27 | -1.483 | -1.569 | 0 | 0 | F | T | F |  | 2019-06-01 |  | F
2__LCPPR000 | 2__LCPPR000 | Affect Energy Ltd | COPPER | G |  | _L | South Western | DEFAULT__L |  | C | 0.0035611 | 0 | -2.226 | 0.4264 | 0.4504 | 0.27 | -0.949 | -1.003 | 0 | 0 | F | T | F |  | 2019-06-01 |  | F
2__LCYCL000 | 2__LCYCL000 | Business Power & Gas Limited | CYCLONE | G |  | _L | South Western | DEFAULT__L |  | C | 0.0035611 | 0 | -0.1136 | 0.655 | 0.5547 | 0.27 | -0.074 | -0.063 | 0 | 0 | F | T | F |  | 2019-06-01 |  | F
2__LDESL000 | 2__LDESL000 | Daisy Energy Supply Ltd | DAISY | G |  | _L | South Western | DEFAULT__L |  | C | 0.0035611 | 0 | -0.604 | 0.4888 | 0.4607 | 0.27 | -0.295 | -0.278 | 0 | 0 | F | T | F |  | 2019-06-01 |  | F
2__LDFDL000 | 2__LDFDL000 | Tru Energy Limited | DAFFODIL | G |  | _L | South Western | DEFAULT__L |  | C | 0.0035611 | 0 | -0.2 | 0.5254 | 0.5433 | 0.27 | -0.105 | -0.109 | 0 | 0 | F | T | F |  | 2019-06-01 |  | F
2__LDIRA000 | 2__LDIRA000 | Social Energy Supply Ltd | DIRAC | G |  | _L | South Western | DEFAULT__L |  | C | 0.0035611 | 0 | -0.0094 | 0.4888 | 0.4607 | 0.27 | -0.005 | -0.004 | 0 | 0 | F | T | F |  | 2019-06-01 |  | F
2__LDNRG000 | 2__LDNRG000 | Donnington Energy Limited | DOENERGY | G |  | _L | South Western | DEFAULT__L |  | C | 0.0035611 | 0 | 0 | 0.4888 | 0.4607 | 0.27 | 0 | 0 | 0 | 0 | F | T | F |  | 2019-06-01 |  | F
2__LDRGI000 | UKHC_L | UK Healthcare Corporation Ltd | DENERGI1 | G |  | _L | South Western | DEFAULT__L |  | C | 0.0035611 | 0 | 0 | 0.4888 | 0.4607 | 0.27 | 0 | 0 | 0 | 0 | F | T | F |  | 2019-06-01 |  | F
2__LDUAL000 | 2__LDUAL000 | Dual Energy Direct Limited | DUALENER | G |  | _L | South Western | DEFAULT__L |  | C | 0.0035611 | 0 | -9.102 | 0.6445 | 0.5188 | 0.27 | -5.866 | -4.722 | 0 | 0 | F | T | F |  | 2019-06-01 |  | F
2__LEBES000 | 2__LEBES000 | BES Commercial Electricity Ltd | EBEA | G |  | _L | South Western | DEFAULT__L |  | C | 0.0035611 | 0 | -5.986 | 0.6095 | 0.5058 | 0.27 | -3.648 | -3.028 | 0 | 0 | F | T | F |  | 2019-06-01 |  | F
2__LECOA000 | 2__LECOA000 | British Gas Trading Ltd | BRITGAS | G |  | _L | South Western | DEFAULT__L |  | C | 0.0035611 | 10 | 0 | 0.4888 | 0.4607 | 0.27 | 0 | 0 | 2.7 | 2.7 | F | T | F |  | 2019-06-01 |  | F
2__LECON000 | 2__LECON000 | Economy Power | ECON1 | G |  | _L | South Western | DEFAULT__L |  | C | 0.0035611 | 0 | 0 | 0.4888 | 0.4607 | 0.27 | 0 | 0 | 0 | 0 | F | T | F |  | 2019-06-01 |  | F
2__LECOT000 | 2__LECOT000 | The Renewable Energy Co Ltd | RENC | G |  | _L | South Western | DEFAULT__L |  | C | 0.0035611 | 21.6 | -10.6 | 0.6305 | 0.4678 | 0.27 | -6.683 | -4.959 | 13.619 | 10.104 | F | T | F |  | 2019-06-01 |  | F
2__LEDDI000 | 2__LEDDI000 | Eddington Energy Supply Ltd | EDDINGTN | G |  | _L | South Western | DEFAULT__L |  | C | 0.0035611 | 0 | -4.6 | 0.5486 | 0.5765 | 0.27 | -2.524 | -2.652 | 0 | 0 | F | T | F |  | 2019-06-01 |  | F
2__LEDFE000 | EDFE_South West | EDF Energy Customers Ltd | LENCO | G | SWT-EDF01 | _L | South Western | DEFAULT__L |  | C | 0.0035611 | 0 | 0 | 0.4888 | 0.4607 | 0.27 | 0 | 0 | 0 | 0 | F | T | T |  | 2019-06-01 |  | F
2__LEDGE000 | 2__LEDGE000 | Edgware Energy Limited | EDGWARE | G |  | _L | South Western | DEFAULT__L |  | C | 0.0035611 | 10 | 0 | 0.4888 | 0.4607 | 0.27 | 0 | 0 | 2.7 | 2.7 | F | T | F |  | 2019-06-01 |  | F
2__LEDIR000 | 2__LEDIR000 | British Gas Trading Ltd | BRITGAS | G | SWT-EDR01 | _L | South Western | DEFAULT__L |  | C | 0.0035611 | 0 | 0 | 0.4888 | 0.4607 | 0.27 | 0 | 0 | 0 | 0 | F | T | T |  | 2019-06-01 |  | F
2__LEELC000 | 2__LEELC000 | E.ON Energy Solutions Limited | PGENERGY | G | SWT-EAS01 | _L | South Western | DEFAULT__L |  | C | 0.0035611 | 0 | 0 | 0.4888 | 0.4607 | 0.27 | 0 | 0 | 0 | 0 | F | T | T |  | 2019-06-01 |  | F
2__LEENG000 | 2__LEENG000 | E.ON Energy Solutions Limited | PGENERGY | G | SWT-EST01 | _L | South Western | DEFAULT__L |  | C | 0.0035611 | 0 | -4 | 0.5662 | 0.5932 | 0.27 | -2.265 | -2.373 | 0 | 0 | F | T | T |  | 2019-06-01 |  | F
2__LEETL000 | EETL in SouthWestern | OVO Electricity Ltd | OVOE | G |  | _L | South Western | DEFAULT__L |  | C | 0.0035611 | 0 | 0 | 0.5616 | 0.5931 | 0.27 | 0 | 0 | 0 | 0 | F | T | F |  | 2019-06-01 |  | F
2__LEFLS000 | EFLS_L | Effortless Energy Ltd | EENERGY | G |  | _L | South Western | DEFAULT__L |  | C | 0.0035611 | 0 | -0.01 | 0.6097 | 0.628 | 0.27 | -0.006 | -0.006 | 0 | 0 | F | T | F |  | 2019-06-01 |  | F
2__LEGDX000 | L_EGASELEC | E (GAS AND ELECTRICITY) LTD | LORM | G |  | _L | South Western | DEFAULT__L |  | C | 0.0035611 | 0 | 0 | 0.4888 | 0.4607 | 0.27 | 0 | 0 | 0 | 0 | F | T | F |  | 2019-06-01 |  | F
2__LEGML000 | EGML_L | ECO GREEN MANAGEMENT LIMITED | YGP1 | G |  | _L | South Western | DEFAULT__L |  | C | 0.0035611 | 0 | -0.0858 | 0.5109 | 0.4891 | 0.27 | -0.044 | -0.042 | 0 | 0 | F | T | F |  | 2019-06-01 |  | F
2__LELEC000 | Electraphase_L | ELECTRAPHASE LIMITED | EPHASE | G |  | _L | South Western | DEFAULT__L |  | C | 0.0035611 | 0 | 0 | 0.4625 | 0.425 | 0.27 | 0 | 0 | 0 | 0 | F | T | F |  | 2019-06-01 |  | F
2__LEMEB000 | 2__LEMEB000 | E.ON Energy Solutions Limited | PGENERGY | G | SWT-PGE01 | _L | South Western | DEFAULT__L |  | C | 0.0035611 | 0 | -146 | 0.6194 | 0.6053 | 0.27 | -90.432 | -88.374 | 0 | 0 | F | T | T |  | 2019-06-01 |  | F
2__LEMZO000 | 2__LEMZO000 | Emzo Energy Supply Ltd | EMZO | G |  | _L | South Western | DEFAULT__L |  | C | 0.0035611 | 0 | 0 | 0.4888 | 0.4607 | 0.27 | 0 | 0 | 0 | 0 | F | T | F |  | 2019-06-01 |  | F
2__LENDC000 | 2__LENDC000 | EPG Energy Limited | EPGNRG | G |  | _L | South Western | DEFAULT__L |  | C | 0.0035611 | 0 | 0 | 0 | 0 | 0.27 | 0 | 0 | 0 | 0 | F | T | F |  | 2019-06-01 |  | F
2__LENDC001 | 2__LENDC001 | EPG Energy Limited | EPGNRG | S |  | _L | South Western | DEFAULT__L |  | C | 0.0035611 | 0 | 0 | 0.4888 | 0.4607 | 0.27 | 0 | 0 | 0 | 0 | F | T | F |  | 2019-06-01 | F | F
2__LENDC002 | 2__LENDC002 | EPG Energy Limited | EPGNRG | S |  | _L | South Western | DEFAULT__L |  | C | 0.0035611 | 6.3 | 0 | 0.4888 | 0.4607 | 0.27 | 0 | 0 | 1.701 | 1.701 | F | T | F |  | 2019-06-01 | F | F
2__LENEC000 | 2__LENEC000 | Eneco Energy Trade | ENECOUK | G |  | _L | South Western | DEFAULT__L |  | C | 0.0035611 | 4.02 | -9.62 | 0.764 | 0.288 | 0.27 | -7.35 | -2.771 | 3.071 | 1.158 | F | T | F |  | 2019-06-01 |  | F
2__LENER000 | 2__LENER000 | Simply Your Energy | SUPLENER | G |  | _L | South Western | DEFAULT__L |  | C | 0.0035611 | 0 | 0 | 0.4888 | 0.4607 | 0.27 | 0 | 0 | 0 | 0 | F | T | F |  | 2019-06-01 |  | F
2__LENGQ000 | EnergyQ_L | Eversmart Energy Ltd | ENGQ | G |  | _L | South Western | DEFAULT__L |  | C | 0.0035611 | 0 | -2.963 | 0.4704 | 0.4966 | 0.27 | -1.394 | -1.471 | 0 | 0 | F | T | F |  | 2019-06-01 |  | F
2__LENRD000 | 2__LENRD000 | British Gas Trading Ltd | BRITGAS | G | SWT-ENR01 | _L | South Western | DEFAULT__L |  | C | 0.0035611 | 72 | -124 | 0.5553 | 0.3903 | 0.27 | -68.857 | -48.397 | 39.982 | 28.102 | F | T | T |  | 2019-06-01 |  | F
2__LENRD002 | 2__LENRD002 | British Gas Trading Ltd | BRITGAS | S |  | _L | South Western | DEFAULT__L |  | C | 0.0035611 | 25 | -1 | 0.4888 | 0.4607 | 0.27 | -0.489 | -0.461 | 12.22 | 11.518 | F | T | F |  | 2019-06-01 | F | F
2__LENRG000 | 2__LENRG000 | Opus Energy Renewables Limited | EVENERGY | G |  | _L | South Western | DEFAULT__L |  | C | 0.0035611 | 11.48 | 0 | 0.1956 | 0.2568 | 0.2135 | 0 | 0 | 2.451 | 2.451 | F | T | F |  | 2019-06-01 |  | F
2__LENRG002 | ENRGL2 | Opus Energy Renewables Limited | EVENERGY | S |  | _L | South Western | DEFAULT__L |  | C | 0.0035611 | 44.017 | 0 | 0.2264 | 0.2563 | 0.2352 | 0 | 0 | 10.353 | 10.353 | F | T | F |  | 2019-06-01 | F | F
2__LEOND000 | 2__LEOND000 | E.ON Energy Solutions Limited | PGENERGY | G |  | _L | South Western | DEFAULT__L |  | C | 0.0035611 | 0 | -4 | 0.4888 | 0.4607 | 0.27 | -1.955 | -1.843 | 0 | 0 | F | T | F |  | 2019-06-01 |  | F
2__LEPHH000 | 2__LEPHH000 | Economy Power | ECON1 | G |  | _L | South Western | DEFAULT__L |  | C | 0.0035611 | 0 | 0 | 0.4888 | 0.4607 | 0.27 | 0 | 0 | 0 | 0 | F | T | F |  | 2019-06-01 |  | F
2__LEQUI000 | 2__LEQUI000 | Equinicity Ltd | EQUIN | G |  | _L | South Western | DEFAULT__L |  | C | 0.0035611 | 0 | 0 | 0.4888 | 0.4607 | 0.27 | 0 | 0 | 0 | 0 | F | T | F |  | 2019-06-19 |  | F
2__LESSL000 | 2__LESSL000 | Squeaky Clean Energy Limited | ESSL1015 | G |  | _L | South Western | DEFAULT__L |  | C | 0.0035611 | 0 | -2.624 | 0.4888 | 0.4607 | 0.27 | -1.283 | -1.209 | 0 | 0 | F | T | F |  | 2019-06-01 |  | F
2__LEURO000 | 2__LEURO000 | Robin Hood Energy Limited | EUROPA | G |  | _L | South Western | DEFAULT__L |  | C | 0.0035611 | 0 | -6.56 | 0.5891 | 0.6153 | 0.27 | -3.864 | -4.036 | 0 | 0 | F | T | F |  | 2019-06-01 |  | F
2__LEUST000 | 2__LEUST000 | Euston Energy Limited | EUSTON | G |  | _L | South Western | DEFAULT__L |  | C | 0.0035611 | 0 | 0 | 0.4888 | 0.4607 | 0.27 | 0 | 0 | 0 | 0 | F | T | F |  | 2019-06-01 |  | F
2__LEVER000 | 2__LEVER000 | Eversmart Energy Ltd | ENGQ | G |  | _L | South Western | DEFAULT__L |  | C | 0.0035611 | 0 | 0 | 0.4888 | 0.4607 | 0.27 | 0 | 0 | 0 | 0 | F | T | F |  | 2019-06-01 |  | F
2__LEXGL000 | Exelon_L | Exelon Generation Limited | EXGENLIM | G |  | _L | South Western | DEFAULT__L |  | C | 0.0035611 | 0 | 0 | 0.4888 | 0.4607 | 0.27 | 0 | 0 | 0 | 0 | F | T | F |  | 2019-06-01 |  | F
2__LFARA000 | 2__LFARA000 | URE Energy Limited | FARADAY | G |  | _L | South Western | DEFAULT__L |  | C | 0.0035611 | 0 | 0 | 0.4888 | 0.4607 | 0.27 | 0 | 0 | 0 | 0 | F | T | F |  | 2019-06-01 |  | F
2__LFARR000 | 2__LFARR000 | Farringdon Energy Limited | FARRINGD | G |  | _L | South Western | DEFAULT__L |  | C | 0.0035611 | 0 | 0 | 0.4888 | 0.4607 | 0.27 | 0 | 0 | 0 | 0 | F | T | F |  | 2019-06-01 |  | F
2__LFLEX000 | 2__LFLEX000 | Flexitricity Limited | FLEXTRCY | G |  | _L | South Western | DEFAULT__L |  | C | 0.0035611 | 0 | 0 | 0.4888 | 0.4607 | 0.27 | 0 | 0 | 0 | 0 | F | T | F |  | 2019-06-01 |  | F
2__LFNRG000 | 2__LFNRG000 | Farmoor Energy Limited | FRENERGY | G |  | _L | South Western | DEFAULT__L |  | C | 0.0035611 | 0 | 0 | 0.4888 | 0.4607 | 0.27 | 0 | 0 | 0 | 0 | F | T | F |  | 2019-06-01 |  | F
2__LFRST000 | 2__LFRST000 | Shell Energy Retail Limited | FRST01 | G |  | _L | South Western | DEFAULT__L |  | C | 0.0035611 | 0 | -17.188 | 0.5291 | 0.5589 | 0.27 | -9.094 | -9.606 | 0 | 0 | F | T | F |  | 2019-06-24 |  | F
2__LFSEN000 | 2__LFSEN000 | F & S Energy Ltd | FSE0001 | G |  | _L | South Western | DEFAULT__L |  | C | 0.0035611 | 20 | -8 | 0.187 | 0.2551 | 0.27 | -1.496 | -2.041 | 3.74 | 5.102 | F | T | F |  | 2019-06-01 |  | F
2__LFSEN001 | 2__LFSEN001 | F & S Energy Ltd | FSE0001 | S |  | _L | South Western | DEFAULT__L |  | C | 0.0035611 | 0 | 0 | 0.4888 | 0.4607 | 0.27 | 0 | 0 | 0 | 0 | F | T | F |  | 2019-06-01 | F | F
2__LFSEN002 | __LFSEN002 | F & S Energy Ltd | FSE0001 | S |  | _L | South Western | DEFAULT__L |  | C | 0.0035611 | 16 | -10 | 0.0321 | 0.0441 | 0.27 | -0.321 | -0.441 | 0.514 | 0.706 | F | T | F |  | 2019-06-01 | F | F
2__LFXGL000 | 2__LFXGL000 | Foxglove Energy Supply Ltd | FOXGLOVE | G |  | _L | South Western | DEFAULT__L |  | C | 0.0035611 | 0 | -4.9571 | 0.515 | 0.5415 | 0.27 | -2.553 | -2.684 | 0 | 0 | F | T | F |  | 2019-06-01 |  | F
2__LGALE000 | 2__LGALE000 | PLANET 9 ENERGY LTD | GALENA | G |  | _L | South Western | DEFAULT__L |  | C | 0.0035611 | 0 | 0 | 0.4888 | 0.4607 | 0.27 | 0 | 0 | 0 | 0 | F | T | F |  | 2019-06-01 |  | F
2__LGANY000 | 2__LGANY000 | Solarplicity Supply Limited | GANYMEDE | G |  | _L | South Western | DEFAULT__L |  | C | 0.0035611 | 2.26 | -2.95 | 0.5572 | 0.5698 | 0.27 | -1.644 | -1.681 | 1.259 | 1.288 | F | T | F |  | 2019-06-01 |  | F
2__LGESL000 | 2__LGESL000 | SO Energy Trading Limited | GOLD | G |  | _L | South Western | DEFAULT__L |  | C | 0.0035611 | 0 | -3.3 | 0.3681 | 0.393 | 0.27 | -1.215 | -1.297 | 0 | 0 | F | T | F |  | 2019-06-01 |  | F
2__LGETW000 | 2__LGETW000 | Utilita Energy Limited | UTILITA | G |  | _L | South Western | DEFAULT__L |  | C | 0.0035611 | 0 | -24 | 0.588 | 0.601 | 0.27 | -14.112 | -14.424 | 0 | 0 | F | T | F |  | 2019-06-01 |  | F
2__LGLDE000 | 2__LGLDE000 | Golders Energy Limited | GOLDERS | G |  | _L | South Western | DEFAULT__L |  | C | 0.0035611 | 0 | 0 | 0.4888 | 0.4607 | 0.27 | 0 | 0 | 0 | 0 | F | T | F |  | 2019-06-01 |  | F
2__LGMTR000 | 2__LGMTR000 | Gazprom M & T Retail Ltd | GMTR | G |  | _L | South Western | DEFAULT__L |  | C | 0.0035611 | 122 | -12.86 | 0.094 | 0.1101 | 0.27 | -1.209 | -1.416 | 11.468 | 13.432 | F | T | F |  | 2019-06-01 |  | F
2__LGMTX000 | 2__LGMTX000 | Gazprom M & T Retail Ltd | GMTR | G |  | _L | South Western | DEFAULT__L |  | C | 0.0035611 | 0 | 0 | 0.4888 | 0.4607 | 0.27 | 0 | 0 | 0 | 0 | F | T | F |  | 2019-06-19 |  | F
2__LGNRG000 | 2__LGNRG000 | Green Energy (UK) Plc | GRNUKPLC | G |  | _L | South Western | DEFAULT__L |  | C | 0.0035611 | 0 | 0 | 0.1526 | 0.1081 | 0.27 | 0 | 0 | 0 | 0 | F | T | F |  | 2019-06-01 |  | F
2__LGONG000 | 2__LGONG000 | Shell Energy Retail Limited | FRST01 | G |  | _L | South Western | DEFAULT__L |  | C | 0.0035611 | 0 | 0 | 0.4888 | 0.4607 | 0.27 | 0 | 0 | 0 | 0 | F | T | F |  | 2019-06-01 |  | F
2__LHAVE000 | 2__LHAVE000 | Haven Power Ltd | HAVEN | G | SWT-HVN01 | _L | South Western | DEFAULT__L |  | C | 0.0035611 | 29.714 | 0 | 0.4888 | 0.4607 | 0.27 | 0 | 0 | 8.023 | 8.023 | F | T | T |  | 2019-06-01 |  | F
2__LHAWK000 | 2__LHAWK000 | MAXEN POWER SUPPLY LIMITED | HAWKING | G |  | _L | South Western | DEFAULT__L |  | C | 0.0035611 | 0 | 0 | 0.4888 | 0.4607 | 0.27 | 0 | 0 | 0 | 0 | F | T | F |  | 2019-06-01 |  | F
2__LHOLB000 | 2__LHOLB000 | Holborn Energy Limited | HOLBORN | G |  | _L | South Western | DEFAULT__L |  | C | 0.0035611 | 0 | 0 | 0.4888 | 0.4607 | 0.27 | 0 | 0 | 0 | 0 | F | T | F |  | 2019-06-01 |  | F
2__LHOME000 | 2__LHOME000 | ENGIE Power Limited | RWETDL | G |  | _L | South Western | DEFAULT__L |  | C | 0.0035611 | 0 | -6 | 0.5072 | 0.535 | 0.27 | -3.043 | -3.21 | 0 | 0 | F | T | F |  | 2019-06-01 |  | F
2__LHPOW000 | 2__LHPOW000 | Haven Power Ltd | HAVEN | G | SWT-HPW01 | _L | South Western | DEFAULT__L |  | C | 0.0035611 | 0 | -68 | 0.752 | 0.5808 | 0.27 | -51.136 | -39.494 | 0 | 0 | F | T | T |  | 2019-06-26 |  | F
2__LHPOW001 | __LHPOW001 | Haven Power Ltd | HAVEN | S |  | _L | South Western | DEFAULT__L |  | C | 0.0035611 | 0 | 0 | 0.4888 | 0.4607 | 0.27 | 0 | 0 | 0 | 0 | F | T | F |  | 2019-06-01 | F | F
2__LHPOW002 | __LHPOW002 | Haven Power Ltd | HAVEN | S |  | _L | South Western | DEFAULT__L |  | C | 0.0035611 | 0 | 0 | 0.4888 | 0.4607 | 0.27 | 0 | 0 | 0 | 0 | F | T | F |  | 2019-06-01 | F | F
2__LHUDG000 | 2__LHUDG000 | Hudson Energy Supply UK Ltd | AMPERE | G |  | _L | South Western | DEFAULT__L |  | C | 0.0035611 | 0 | 0 | 0.4888 | 0.4607 | 0.27 | 0 | 0 | 0 | 0 | F | T | F |  | 2019-06-01 |  | F
2__LHUDS000 | 2__LHUDS000 | Hudson Energy Supply UK Ltd | AMPERE | G |  | _L | South Western | DEFAULT__L |  | C | 0.0035611 | 0 | -8 | 0.6782 | 0.5188 | 0.27 | -5.426 | -4.15 | 0 | 0 | F | T | F |  | 2019-06-21 |  | F
2__LHUDS001 | 2__LHUDS001 | Hudson Energy Supply UK Ltd | AMPERE | S |  | _L | South Western | DEFAULT__L |  | C | 0.0035611 | 0 | 0 | 0.4888 | 0.4607 | 0.27 | 0 | 0 | 0 | 0 | F | T | F |  | 2019-06-01 | F | F
2__LHYDE000 | SSE SBMU1 - Sweb GSPG | SSE Electricity Limited | SWEL | G | SWT-SSE01 | _L | South Western | DEFAULT__L |  | C | 0.0035611 | 0 | -0.2 | 0.5576 | 0.5808 | 0.27 | -0.112 | -0.116 | 0 | 0 | F | T | T |  | 2019-06-01 |  | F
2__LIAMP000 | 2__LIAMP000 | AMPowerUK Ltd | INVE | G |  | _L | South Western | DEFAULT__L |  | C | 0.0035611 | 0 | 0 | 0.4888 | 0.4607 | 0.27 | 0 | 0 | 0 | 0 | F | T | F |  | 2019-06-01 |  | F
2__LIMPO000 | 2__LIMPO000 | SSE Energy Supply Limited | SSE | G | SWT-ATL01 | _L | South Western | DEFAULT__L |  | C | 0.0035611 | 0 | -131.6 | 0.6968 | 0.5624 | 0.27 | -91.699 | -74.012 | 0 | 0 | F | T | T |  | 2019-06-01 |  | F
2__LINDE000 | INDE SWEB | Npower Direct Limited | NITTWO01 | G | SWT-INE01 | _L | South Western | DEFAULT__L |  | C | 0.0035611 | 0 | -7.716 | 0.5834 | 0.4683 | 0.27 | -4.502 | -3.613 | 0 | 0 | F | T | T |  | 2019-06-01 |  | F
2__LINVE000 | INVE_L | AMPowerUK Ltd | INVE | G |  | _L | South Western | DEFAULT__L |  | C | 0.0035611 | 0 | 0 | 0.4888 | 0.4607 | 0.27 | 0 | 0 | 0 | 0 | F | T | F |  | 2019-06-01 |  | F
2__LIRES000 | SWT-IRS01 | Octopus Energy Limited | MERCURY | G |  | _L | South Western | DEFAULT__L |  | C | 0.0035611 | 0 | 0 | 0.4888 | 0.4607 | 0.27 | 0 | 0 | 0 | 0 | F | T | F |  | 2019-07-17 |  | F
2__LIRID000 | 2__LIRID000 | PFP Energy Supplies Limited | IRIDIUM | G |  | _L | South Western | DEFAULT__L |  | C | 0.0035611 | 0 | -7.6 | 0.5473 | 0.5741 | 0.27 | -4.159 | -4.363 | 0 | 0 | F | T | F |  | 2019-06-01 |  | F
2__LJERE000 | 2__LJERE000 | Hudson Energy Supply UK Ltd | AMPERE | G | LJERE000 | _L | South Western | DEFAULT__L |  | C | 0.0035611 | 0 | -9 | 0.5295 | 0.5577 | 0.27 | -4.766 | -5.019 | 0 | 0 | F | T | F |  | 2019-06-21 |  | F
2__LKENS000 | 2__LKENS000 | Kensington Power Limited | KENSINGT | G |  | _L | South Western | DEFAULT__L |  | C | 0.0035611 | 0 | -3.8 | 0.63 | 0.4978 | 0.27 | -2.394 | -1.892 | 0 | 0 | F | T | F |  | 2019-06-01 |  | F
2__LLIGH000 | 2__LLIGH000 | MVV Environment Services Ltd | LIGHTNIN | G |  | _L | South Western | DEFAULT__L |  | C | 0.0035611 | 19.5 | -24 | -0.0932 | -0.2078 | 0.27 | 2.237 | 4.987 | -1.817 | -4.052 | F | T | F |  | 2019-06-08 |  | F
2__LLILY000 | 2__LLILY000 | Delta Gas And Power Ltd | LILY | G |  | _L | South Western | DEFAULT__L |  | C | 0.0035611 | 0 | 0 | 0.4888 | 0.4607 | 0.27 | 0 | 0 | 0 | 0 | F | T | F |  | 2019-06-01 |  | F
2__LLIME000 | 2__LLIME000 | Limejump Energy Limited | ANGEL | G |  | _L | South Western | DEFAULT__L |  | C | 0.0035611 | 0 | 0 | 0.4888 | 0.4607 | 0.27 | 0 | 0 | 0 | 0 | F | T | F |  | 2019-06-01 |  | F
2__LLOND000 | LE Default BMUid SWEB | EDF Energy Customers Ltd | LENCO | G | SWT-LON01 | _L | South Western | DEFAULT__L |  | C | 0.0035611 | 0 | -220 | 0.7293 | 0.5921 | 0.27 | -160.446 | -130.262 | 0 | 0 | F | T | T |  | 2019-06-01 |  | F
2__LLORM000 | Lorimer_L | E (GAS AND ELECTRICITY) LTD | LORM | G |  | _L | South Western | DEFAULT__L |  | C | 0.0035611 | 0 | -2.96 | 0.5243 | 0.5569 | 0.27 | -1.552 | -1.648 | 0 | 0 | F | T | F |  | 2019-07-01 |  | F
2__LLUME000 | 2__LLUME000 | GNERGY Limited | LUMA | G |  | _L | South Western | DEFAULT__L |  | C | 0.0035611 | 0 | 0 | 0.515 | 0.5451 | 0.27 | 0 | 0 | 0 | 0 | F | T | F |  | 2019-06-01 |  | F
2__LLUMO000 | 2__LLUMO000 | OVO Electricity Ltd | OVOE | G |  | _L | South Western | DEFAULT__L |  | C | 0.0035611 | 0 | 0 | 0.455 | 0.4788 | 0.27 | 0 | 0 | 0 | 0 | F | T | F |  | 2019-06-01 |  | F
2__LLVDR000 | 2__LLVDR000 | ESB ENERGY LTD | LAVENDER | G |  | _L | South Western | DEFAULT__L |  | C | 0.0035611 | 0 | -2.258 | 0.4009 | 0.421 | 0.27 | -0.905 | -0.951 | 0 | 0 | F | T | F |  | 2019-06-01 |  | F
2__LMAEL000 | 2__LMAEL000 | MA Energy Limited | MA200308 | G |  | _L | South Western | DEFAULT__L |  | C | 0.0035611 | 0 | -0.8 | 0.4897 | 0.4308 | 0.27 | -0.392 | -0.345 | 0 | 0 | F | T | F |  | 2019-06-01 |  | F
2__LMAET000 | MA Energy Ltd | MA Energy Limited | MA200308 | G |  | _L | South Western | DEFAULT__L |  | C | 0.0035611 | 0 | 0 | 0.4888 | 0.4607 | 0.27 | 0 | 0 | 0 | 0 | F | T | F |  | 2019-06-01 |  | F
2__LMAGN000 | 2__LMAGN000 | Orsted Power Sales (UK) Ltd | MAGNETIC | G |  | _L | South Western | DEFAULT__L |  | C | 0.0035611 | 1 | -32 | 0.7015 | 0.5783 | 0.27 | -22.448 | -18.506 | 0.702 | 0.578 | F | T | F |  | 2019-06-01 |  | F
2__LMAIN000 | MAIN_L | e2m - energy trading ltd | MAIN | G |  | _L | South Western | DEFAULT__L |  | C | 0.0035611 | 0 | 0 | 0.4888 | 0.4607 | 0.27 | 0 | 0 | 0 | 0 | F | T | F |  | 2019-06-01 |  | F
2__LMANW000 | 2__LMANW000 | SP Energy Retail Ltd | SPSUP01 | G | SWT-MNW01 | _L | South Western | DEFAULT__L |  | C | 0.0035611 | 0 | -1 | 0.4888 | 0.4607 | 0.27 | -0.489 | -0.461 | 0 | 0 | F | T | F |  | 2019-06-01 |  | F
2__LMARB000 | 2__LMARB000 | Marble Power Limited | MARBLE | G |  | _L | South Western | DEFAULT__L |  | C | 0.0035611 | 0 | 0 | 0.4888 | 0.4607 | 0.27 | 0 | 0 | 0 | 0 | F | T | F |  | 2019-06-01 |  | F
2__LMARI000 | 2__LMARI000 | LOGICOR ENERGY LTD | MARIGOLD | G |  | _L | South Western | DEFAULT__L |  | C | 0.0035611 | 0 | 0 | 0.4888 | 0.4607 | 0.27 | 0 | 0 | 0 | 0 | F | T | F |  | 2019-06-01 |  | F
2__LMATT000 | MATT_L | Mattina Limited | MATT | G |  | _L | South Western | DEFAULT__L |  | C | 0.0035611 | 0 | 0 | 0.4888 | 0.4607 | 0.27 | 0 | 0 | 0 | 0 | F | T | F |  | 2019-06-01 |  | F
2__LMIDE000 | NPEC South Western Area MIDE | Npower Limited | NPOWER01 | G | SWT-MID01 | _L | South Western | DEFAULT__L |  | C | 0.0035611 | 0 | -10.912 | 0.528 | 0.556 | 0.27 | -5.762 | -6.067 | 0 | 0 | F | T | T |  | 2019-06-01 |  | F
2__LMINT000 | 2__LMINT000 | Toucan Energy Limited | MINT | G |  | _L | South Western | DEFAULT__L |  | C | 0.0035611 | 0 | 0 | 0.4888 | 0.4607 | 0.27 | 0 | 0 | 0 | 0 | F | T | F |  | 2019-06-01 |  | F
2__LMISS000 | MISS_L | MISSISSIPPI ENERGY LIMITED | MISS | G |  | _L | South Western | DEFAULT__L |  | C | 0.0035611 | 0 | 0 | 0.4888 | 0.4607 | 0.27 | 0 | 0 | 0 | 0 | F | T | F |  | 2019-06-01 |  | F
2__LMONT000 | 2__LMONT000 | Monument Energy Limited | MONUMENT | G |  | _L | South Western | DEFAULT__L |  | C | 0.0035611 | 0 | -1.6 | 0.5545 | 0.5335 | 0.27 | -0.887 | -0.854 | 0 | 0 | F | T | F |  | 2019-06-01 |  | F
2__LMRCY000 | 2__LMRCY000 | Octopus Energy Limited | MERCURY | G |  | _L | South Western | DEFAULT__L |  | C | 0.0035611 | 9 | -32.858 | 0.408 | 0.432 | 0.27 | -13.406 | -14.195 | 3.672 | 3.888 | F | T | F |  | 2019-06-01 |  | F
2__LMTRL000 | 2__LMTRL000 | BROOK GREEN TRADING LIMITED | MISTRAL | G |  | _L | South Western | DEFAULT__L |  | C | 0.0035611 | 0 | -4.4 | 0.6584 | 0.5254 | 0.27 | -2.897 | -2.312 | 0 | 0 | F | T | F |  | 2019-06-17 |  | F
2__LNATP000 | NPEC South Western Area NATP | Npower Limited | NPOWER01 | G | SWT-NPE01 | _L | South Western | DEFAULT__L |  | C | 0.0035611 | 0 | -174.802 | 0.7954 | 0.6639 | 0.27 | -139.038 | -116.051 | 0 | 0 | F | T | T |  | 2019-06-01 |  | F
2__LNCKL000 | 2__LNCKL000 | SSE Electricity Limited | SWEL | G |  | _L | South Western | DEFAULT__L |  | C | 0.0035611 | 0 | -3.664 | 0.5271 | 0.5571 | 0.27 | -1.931 | -2.041 | 0 | 0 | F | T | F |  | 2019-06-01 |  | F
2__LNEEB000 | 2__LNEEB000 | NPower Northern Supply Ltd | NEEB | G | SWT-NEE01 | _L | South Western | DEFAULT__L |  | C | 0.0035611 | 0 | -56.324 | 0.5784 | 0.5864 | 0.27 | -32.578 | -33.028 | 0 | 0 | F | T | T |  | 2019-06-01 |  | F
2__LNEVA000 | NEVA_L | NEVADA ENERGY LIMITED | NEVA | G |  | _L | South Western | DEFAULT__L |  | C | 0.0035611 | 0 | 0 | 0.4888 | 0.4607 | 0.27 | 0 | 0 | 0 | 0 | F | T | F |  | 2019-06-01 |  | F
2__LNEWP000 | 2__LNEWP000 | Shell Energy Supply UK Ltd | NEWPORT | G |  | _L | South Western | DEFAULT__L |  | C | 0.0035611 | 4 | -0.234 | 0.1557 | 0.1586 | 0.27 | -0.036 | -0.037 | 0.623 | 0.634 | F | T | F |  | 2019-06-01 |  | F
2__LNORW000 | 2__LNORW000 | E.ON Energy Solutions Limited | PGENERGY | G | SWT-NWP01 | _L | South Western | DEFAULT__L |  | C | 0.0035611 | 0 | -2 | 0.6432 | 0.6043 | 0.27 | -1.286 | -1.209 | 0 | 0 | F | T | T |  | 2019-06-01 |  | F
2__LNUCE000 | 2__LNUCE000 | NDA | MAGNOX | G | SWT-MEC01 | _L | South Western | DEFAULT__L |  | C | 0.0035611 | 0 | 0 | 0.4888 | 0.4607 | 0.27 | 0 | 0 | 0 | 0 | F | T | F |  | 2019-06-01 |  | F
2__LOGAS000 | 2__LOGAS000 | British Gas Trading Ltd | BRITGAS | G |  | _L | South Western | DEFAULT__L |  | C | 0.0035611 | 0 | -1.61 | 0.4888 | 0.4607 | 0.27 | -0.787 | -0.742 | 0 | 0 | F | T | F |  | 2019-06-01 |  | F
2__LOPAL000 | 2__LOPAL000 | Avid Energy | OPAL0516 | G |  | _L | South Western | DEFAULT__L |  | C | 0.0035611 | 0 | 0 | 0.4888 | 0.4607 | 0.27 | 0 | 0 | 0 | 0 | F | T | F |  | 2019-06-01 |  | F
2__LOREB000 | 2__LOREB000 | MoneyPlus Energy Limited | OREBA | G |  | _L | South Western | DEFAULT__L |  | C | 0.0035611 | 0 | 0 | 0.4888 | 0.4607 | 0.27 | 0 | 0 | 0 | 0 | F | T | F |  | 2019-06-01 |  | F
2__LOREG000 | OREG_L | OREGON ENERGY LIMITED | OREG | G |  | _L | South Western | DEFAULT__L |  | C | 0.0035611 | 0 | 0 | 0.4888 | 0.4607 | 0.27 | 0 | 0 | 0 | 0 | F | T | F |  | 2019-06-01 |  | F
2__LOSMI000 | 2__LOSMI000 | BRISTOL NRG TEC&SERV(SUPP) LTD | OSMIUM | G |  | _L | South Western | DEFAULT__L |  | C | 0.0035611 | 8.008 | -15.51 | 0.497 | 0.4638 | 0.27 | -7.708 | -7.194 | 3.98 | 3.714 | F | T | F |  | 2019-06-01 |  | F
2__LOVAL000 | 2__LOVAL000 | Oval Energy Limited | OVAL | G |  | _L | South Western | DEFAULT__L |  | C | 0.0035611 | 0 | 0 | 0.4888 | 0.4607 | 0.27 | 0 | 0 | 0 | 0 | F | T | F |  | 2019-06-01 |  | F
2__LOVOE000 | 2__LOVOE000 | OVO Electricity Ltd | OVOE | G |  | _L | South Western | DEFAULT__L |  | C | 0.0035611 | 0 | -31.338 | 0.5562 | 0.5826 | 0.27 | -17.43 | -18.258 | 0 | 0 | F | T | F |  | 2019-07-03 |  | F
2__LOXPO000 | 2__LOXPO000 | Opus Energy Limited | OXFPOWER | G |  | _L | South Western | DEFAULT__L |  | C | 0.0035611 | 0 | -28.3 | 0.6619 | 0.5571 | 0.27 | -18.732 | -15.766 | 0 | 0 | F | T | F |  | 2019-07-03 |  | F
2__LPADD000 | 2__LPADD000 | Paddington Power Limited | PADDINGT | G |  | _L | South Western | DEFAULT__L |  | C | 0.0035611 | 0 | 0 | 0.4888 | 0.4607 | 0.27 | 0 | 0 | 0 | 0 | F | T | F |  | 2019-06-01 |  | F
2__LPALL000 | 2__LPALL000 | Palladium Energy Supply Ltd | PALLAD | G |  | _L | South Western | DEFAULT__L |  | C | 0.0035611 | 0 | 0 | 0.4888 | 0.4607 | 0.27 | 0 | 0 | 0 | 0 | F | T | F |  | 2019-06-01 |  | F
2__LPERL000 | 2__LPERL000 | PERLE ENERGY LIMITED | PERLE | G |  | _L | South Western | DEFAULT__L |  | C | 0.0035611 | 0 | 0 | 0.4888 | 0.4607 | 0.27 | 0 | 0 | 0 | 0 | F | T | F |  | 2019-06-01 |  | F
2__LPGEN000 | 2__LPGEN000 | E.ON UK plc | POWERGEN | G | SWT-PGU01 | _L | South Western | DEFAULT__L |  | C | 0.0035611 | 0 | -70 | 0.6857 | 0.4402 | 0.27 | -47.999 | -30.814 | 0 | 0 | F | T | T |  | 2019-06-01 |  | F
2__LPILO000 | 2__LPILO000 | Tonik Energy Limited | PILO1015 | G |  | _L | South Western | DEFAULT__L |  | C | 0.0035611 | 0 | -3 | 0.4982 | 0.5266 | 0.27 | -1.495 | -1.58 | 0 | 0 | F | T | F |  | 2019-06-01 |  | F
2__LPION000 | 2__LPION000 | Igloo Energy Supply Limited | PION1015 | G |  | _L | South Western | DEFAULT__L |  | C | 0.0035611 | 0 | -0.535 | 0.3628 | 0.3795 | 0.27 | -0.194 | -0.203 | 0 | 0 | F | T | F |  | 2019-06-01 |  | F
2__LPIRO000 | 2__LPIRO000 | Pirranello Energy Supply Ltd | PIRANELO | G |  | _L | South Western | DEFAULT__L |  | C | 0.0035611 | 0 | 0 | 0.4888 | 0.4607 | 0.27 | 0 | 0 | 0 | 0 | F | T | F |  | 2019-06-01 |  | F
2__LPOWQ000 | PowerQ_L | Hartree Partners Supply UK | POWQ | G |  | _L | South Western | DEFAULT__L |  | C | 0.0035611 | 0 | 0 | 0.4888 | 0.4607 | 0.27 | 0 | 0 | 0 | 0 | F | T | F |  | 2019-06-01 |  | F
2__LPROZ000 | PROZ_L | Dyce Energy Ltd | PROZ | G |  | _L | South Western | DEFAULT__L |  | C | 0.0035611 | 0 | 0 | 0.4888 | 0.4607 | 0.27 | 0 | 0 | 0 | 0 | F | T | F |  | 2019-06-01 |  | F
2__LPSUK000 | NPEC South Western Area PSUK | Npower Limited | NPOWER01 | G |  | _L | South Western | DEFAULT__L |  | C | 0.0035611 | 0 | -6.64 | 0.5705 | 0.5994 | 0.27 | -3.788 | -3.98 | 0 | 0 | F | T | F |  | 2019-06-01 |  | F
2__LPURE000 | 2__LPURE000 | Good Energy Limited | PURE | G |  | _L | South Western | DEFAULT__L |  | C | 0.0035611 | 53 | -6.2 | -0.9951 | -1.2 | 0.27 | 6.17 | 7.44 | -52.74 | -63.6 | F | T | F |  | 2019-06-01 |  | F
2__LPUTY000 | 2__LPUTY000 | Putney Energy Limited | PUTNEY | G |  | _L | South Western | DEFAULT__L |  | C | 0.0035611 | 0 | 0 | 0.4888 | 0.4607 | 0.27 | 0 | 0 | 0 | 0 | F | T | F |  | 2019-06-01 |  | F
2__LQEEN000 | 2__LQEEN000 | GoTo Energy (UK) Limited | QUEENS | G |  | _L | South Western | DEFAULT__L |  | C | 0.0035611 | 0 | 0 | 0.4888 | 0.4607 | 0.27 | 0 | 0 | 0 | 0 | F | T | F |  | 2019-06-01 |  | F
2__LRAYL000 | 2__LRAYL000 | Victory Energy Supply Limited | RAYLEIGH | G |  | _L | South Western | DEFAULT__L |  | C | 0.0035611 | 0 | 0 | 0.4888 | 0.4607 | 0.27 | 0 | 0 | 0 | 0 | F | T | F |  | 2019-06-01 |  | F
2__LREGE000 | 2__LREGE000 | Bulb Energy | REGENT | G |  | _L | South Western | DEFAULT__L |  | C | 0.0035611 | 0 | -51.146 | 0.5053 | 0.529 | 0.27 | -25.844 | -27.056 | 0 | 0 | F | T | F |  | 2019-06-19 |  | F
2__LRENC000 | 2__LRENC000 | The Renewable Energy Co Ltd | RENC | G | SWT-RNW01 | _L | South Western | DEFAULT__L |  | C | 0.0035611 | 0 | 0 | 0.4888 | 0.4607 | 0.27 | 0 | 0 | 0 | 0 | F | T | F |  | 2019-06-01 |  | F
2__LRHOD000 | 2__LRHOD000 | Utilita Energy Limited | UTILITA | G |  | _L | South Western | DEFAULT__L |  | C | 0.0035611 | 1.75 | -0.36 | 0.2047 | 0.1944 | 0.27 | -0.074 | -0.07 | 0.358 | 0.34 | F | T | F |  | 2019-06-01 |  | F
2__LROSE000 | 2__LROSE000 | Gas & Power Ltd TA Gulf G & P | ROSE | G |  | _L | South Western | DEFAULT__L |  | C | 0.0035611 | 0 | -1.214 | 0.2743 | 0.2861 | 0.27 | -0.333 | -0.347 | 0 | 0 | F | T | F |  | 2019-06-01 |  | F
2__LRUTH000 | 2__LRUTH000 | Rutherford Energy Supply Ltd | RUTHRFRD | G |  | _L | South Western | DEFAULT__L |  | C | 0.0035611 | 0 | 0 | 0.4888 | 0.4607 | 0.27 | 0 | 0 | 0 | 0 | F | T | F |  | 2019-06-01 |  | F
2__LRWED000 | 2__LRWED000 | ENGIE Power Limited | RWETDL | G | SWT-GDF01 | _L | South Western | DEFAULT__L |  | C | 0.0035611 | 81.055 | -58 | 0.1765 | 0.0027 | 0.27 | -10.237 | -0.157 | 14.306 | 0.219 | F | T | T |  | 2019-06-01 |  | F
2__LSANT000 | 2__LSANT000 | Nabuh Energy Limited | SANT1015 | G |  | _L | South Western | DEFAULT__L |  | C | 0.0035611 | 0 | -0.548 | 0.5068 | 0.5333 | 0.27 | -0.278 | -0.292 | 0 | 0 | F | T | F |  | 2019-06-01 |  | F
2__LSAPH000 | 2__LSAPH000 | ElectroRoute Energy Limited | SAPHIR | G |  | _L | South Western | DEFAULT__L |  | C | 0.0035611 | 0 | 0 | 0.4888 | 0.4607 | 0.27 | 0 | 0 | 0 | 0 | F | T | F |  | 2019-06-01 |  | F
2__LSATU000 | 2__LSATU000 | Satus Energy Limited | SATUS | G |  | _L | South Western | DEFAULT__L |  | C | 0.0035611 | 0 | 0 | 0.4888 | 0.4607 | 0.27 | 0 | 0 | 0 | 0 | F | T | F |  | 2019-06-01 |  | F
2__LSCAF000 | 2__LSCAF000 | Valda Energy Limited | SCAFELL | G |  | _L | South Western | DEFAULT__L |  | C | 0.0035611 | 0 | 0 | 0.4888 | 0.4607 | 0.27 | 0 | 0 | 0 | 0 | F | T | F |  | 2019-06-01 |  | F
2__LSEEB000 | 2__LSEEB000 | EDF Energy Customers Ltd | LENCO | G | SWT-SEE01 | _L | South Western | DEFAULT__L |  | C | 0.0035611 | 0 | -4 | 0.6968 | 0.6237 | 0.27 | -2.787 | -2.495 | 0 | 0 | F | T | T |  | 2019-06-01 |  | F
2__LSEEE000 | 2__LSEEE000 | Shell Energy Europe Limited | SHELL2 | G |  | _L | South Western | DEFAULT__L |  | C | 0.0035611 | 4 | -0.2 | 0.4888 | 0.4607 | 0.27 | -0.098 | -0.092 | 1.955 | 1.843 | F | T | F |  | 2019-06-01 |  | F
2__LSIMC000 | 2__LSIMC000 | SIMCOE ENERGY LIMITED | SIMCOE | G |  | _L | South Western | DEFAULT__L |  | C | 0.0035611 | 0 | 0 | 0.4888 | 0.4607 | 0.27 | 0 | 0 | 0 | 0 | F | T | F |  | 2019-06-01 |  | F
2__LSING000 | SING_L | United Gas & Power Trading Ltd | SING | G |  | _L | South Western | DEFAULT__L |  | C | 0.0035611 | 0 | -1.12 | 0.4888 | 0.4607 | 0.27 | -0.547 | -0.516 | 0 | 0 | F | T | F |  | 2019-06-01 |  | F
2__LSINQ000 | Sinq_L | Sinq Power Ltd | SINQ | G |  | _L | South Western | DEFAULT__L |  | C | 0.0035611 | 0 | -2.2 | 0.6133 | 0.4953 | 0.27 | -1.349 | -1.09 | 0 | 0 | F | T | F |  | 2019-06-01 |  | F
2__LSIRO000 | 2__LSIRO000 | Hudson Energy Supply UK Ltd | AMPERE | G |  | _L | South Western | DEFAULT__L |  | C | 0.0035611 | 0 | 0 | 0.4888 | 0.4607 | 0.27 | 0 | 0 | 0 | 0 | F | T | F |  | 2019-06-01 |  | F
2__LSKLN000 | 2__LSKLN000 | Skylane Energy Supply Ltd | SKYLANE | G |  | _L | South Western | DEFAULT__L |  | C | 0.0035611 | 0 | 0 | 0.4888 | 0.4607 | 0.27 | 0 | 0 | 0 | 0 | F | T | F |  | 2019-06-01 |  | F
2__LSLVR000 | 2__LSLVR000 | CNG Electricity Limited | SILVER | G |  | _L | South Western | DEFAULT__L |  | C | 0.0035611 | 0.034 | -0.008 | 0.25 | 0 | 0.15 | -0.002 | 0 | 0.009 | 0 | F | T | F |  | 2019-06-01 |  | F
2__LSMAR000 | 2__LSMAR000 | Smartestenergy Limited | SMARTEST | G | SWT-SEL01 | _L | South Western | DEFAULT__L |  | C | 0.0035611 | 250 | -50 | 0.0819 | 0.1393 | 0.27 | -4.095 | -6.965 | 20.475 | 34.825 | F | T | T |  | 2019-06-01 |  | F
2__LSNFR000 | 2__LSNFR000 | Sunflower Energy Supply Ltd | SUNFLOWE | G |  | _L | South Western | DEFAULT__L |  | C | 0.0035611 | 0 | 0 | 0.4888 | 0.4607 | 0.27 | 0 | 0 | 0 | 0 | F | T | F |  | 2019-06-01 |  | F
2__LSOUT000 | SE SBMU1 - Sweb GSPG | SSE Electricity Limited | SWEL | G | SWT-STH01 | _L | South Western | DEFAULT__L |  | C | 0.0035611 | 0 | -119 | 0.5338 | 0.562 | 0.27 | -63.522 | -66.878 | 0 | 0 | F | T | T |  | 2019-06-01 |  | F
2__LSPAL000 | 2__LSPAL000 | Home Energy Trading Ltd | SPALT | G |  | _L | South Western | DEFAULT__L |  | C | 0.0035611 | 0 | -0.002 | 0.4888 | 0.4607 | 0.27 | -0.001 | -0.001 | 0 | 0 | F | T | F |  | 2019-06-01 |  | F
2__LSPOW000 | 2__LSPOW000 | SP Energy Retail Ltd | SPSUP01 | G | SWT-SPC01 | _L | South Western | DEFAULT__L |  | C | 0.0035611 | 0 | -120.6 | 0.7591 | 0.666 | 0.27 | -91.547 | -80.32 | 0 | 0 | F | T | T |  | 2019-06-01 |  | F
2__LSPRK000 | 2__LSPRK000 | OVO Electricity Ltd | OVOE | G |  | _L | South Western | DEFAULT__L |  | C | 0.0035611 | 0 | -6.8 | 0.5753 | 0.6039 | 0.27 | -3.912 | -4.107 | 0 | 0 | F | T | F |  | 2019-06-01 |  | F
2__LSQKY000 | 2__LSQKY000 | Squeaky Clean Energy Limited | ESSL1015 | G |  | _L | South Western | DEFAULT__L |  | C | 0.0035611 | 0 | 0 | 0.4888 | 0.4607 | 0.27 | 0 | 0 | 0 | 0 | F | T | F |  | 2019-07-17 |  | F
2__LSTAT000 | STAT L South West | Statkraft Markets Gmbh | STATKRA1 | G |  | _L | South Western | DEFAULT__L |  | C | 0.0035611 | 194 | 0 | 0.2684 | 0.2844 | 0.2731 | 0 | 0 | 52.981 | 52.981 | F | T | F |  | 2019-06-01 |  | F
2__LSWAE000 | SWA SBMU1 - Sweb GSPG | SSE Electricity Limited | SWEL | G | SWT-SWA01 | _L | South Western | DEFAULT__L |  | C | 0.0035611 | 0 | -1.4 | 0.5745 | 0.6024 | 0.27 | -0.804 | -0.843 | 0 | 0 | F | T | T |  | 2019-06-01 |  | F
2__LSWDP000 | 2__LSWDP000 | Snowdrop Energy Supply Ltd | SNOWDROP | G |  | _L | South Western | DEFAULT__L |  | C | 0.0035611 | 0.214 | 0 | 0.4615 | 0.4885 | 0.4692 | 0 | 0 | 0.1 | 0.1 | F | T | F |  | 2019-06-01 |  | F
2__LSWEB000 | SWEB Default BMUid SWEB | EDF Energy Customers Ltd | LENCO | G | SWT-SWT01 | _L | South Western | DEFAULT__L |  | C | 0.0035611 | 0 | -188.822 | 0.6568 | 0.6596 | 0.27 | -124.018 | -124.547 | 0 | 0 | F | T | T |  | 2019-06-19 |  | F
2__LSWEL000 | SWL SBMU1 - Sweb GSPG | SSE Electricity Limited | SWEL | G |  | _L | South Western | DEFAULT__L |  | C | 0.0035611 | 0 | 0 | 0.4888 | 0.4607 | 0.27 | 0 | 0 | 0 | 0 | F | T | F |  | 2019-06-01 |  | F
2__LSYMB000 | 2__LSYMB000 | Symbio Energy Ltd | SYMBIO18 | G | SWT-SYM01 | _L | South Western | DEFAULT__L |  | C | 0.0035611 | 0 | 0 | 0.4888 | 0.4607 | 0.27 | 0 | 0 | 0 | 0 | F | T | T |  | 2019-06-01 |  | F
2__LTEMP000 | 2__LTEMP000 | Temple Energy Limited | TEMPLE | G |  | _L | South Western | DEFAULT__L |  | C | 0.0035611 | 0 | 0 | 0.4888 | 0.4607 | 0.27 | 0 | 0 | 0 | 0 | F | T | F |  | 2019-06-01 |  | F
2__LTEXA000 | TEXA_L | AVRO COMMERCIAL ENERGY | TEXA | G |  | _L | South Western | DEFAULT__L |  | C | 0.0035611 | 0 | 0 | 0.4888 | 0.4607 | 0.27 | 0 | 0 | 0 | 0 | F | T | F |  | 2019-06-01 |  | F
2__LTGPL000 | 2__LTGPL000 | Total Gas & Power Ltd | TFEGP | G | SWT-TFE01 | _L | South Western | DEFAULT__L |  | C | 0.0035611 | 136 | -108 | 0.2918 | 0.1504 | 0.27 | -31.514 | -16.243 | 39.685 | 20.454 | F | T | T |  | 2019-06-01 |  | F
2__LTHLE000 | 2__LTHLE000 | Orbit Energy Limited | THISTLE | G |  | _L | South Western | DEFAULT__L |  | C | 0.0035611 | 0 | 0 | 0.5867 | 0.6 | 0.27 | 0 | 0 | 0 | 0 | F | T | F |  | 2019-06-01 |  | F
2__LTHRE000 | 2__LTHRE000 | Corona Energy Retail 4 Limited | SUPELEC3 | G |  | _L | South Western | DEFAULT__L |  | C | 0.0035611 | 0 | -5 | 0.6341 | 0.5133 | 0.27 | -3.171 | -2.567 | 0 | 0 | F | T | F |  | 2019-06-01 |  | F
2__LTILL000 | 2__LTILL000 | TILLICUM ENERGY LIMITED | TILLICUM | G |  | _L | South Western | DEFAULT__L |  | C | 0.0035611 | 0 | 0 | 0.4888 | 0.4607 | 0.27 | 0 | 0 | 0 | 0 | F | T | F |  | 2019-06-01 |  | F
2__LTLWD000 | 2__LTLWD000 | BRUNTWOOD ENERGY SERVICES LTD | TAILWIND | G |  | _L | South Western | DEFAULT__L |  | C | 0.0035611 | 0 | -0.008 | 0.525 | 0.4 | 0.27 | -0.004 | -0.003 | 0 | 0 | F | T | F |  | 2019-06-01 |  | F
2__LTNDO000 | 2__LTNDO000 | Pozitive Energy Limited | TORNADO | G |  | _L | South Western | DEFAULT__L |  | C | 0.0035611 | 0 | -9.4 | 0.6023 | 0.5043 | 0.27 | -5.662 | -4.74 | 0 | 0 | F | T | F |  | 2019-06-01 |  | F
2__LTOGO000 | 2__LTOGO000 | TOGETHER ENERGY SUPPLY LIMITED | AZACCA | G |  | _L | South Western | DEFAULT__L |  | C | 0.0035611 | 0 | 0 | 0.4888 | 0.4607 | 0.27 | 0 | 0 | 0 | 0 | F | T | F |  | 2019-06-01 |  | F
2__LTONB000 | 2__LTONB000 | Tonik Energy Limited | PILO1015 | G |  | _L | South Western | DEFAULT__L |  | C | 0.0035611 | 0 | 0 | 0.4888 | 0.4607 | 0.27 | 0 | 0 | 0 | 0 | F | T | F |  | 2019-06-01 |  | F
2__LTOTO000 | 2__LTOTO000 | TOTO Energy Limited | COVENT | G |  | _L | South Western | DEFAULT__L |  | C | 0.0035611 | 0 | 0 | 0.4888 | 0.4607 | 0.27 | 0 | 0 | 0 | 0 | F | T | F |  | 2019-06-01 |  | F
2__LTRAM000 | Tramonto_L | Switch Business Gas and Power | TRAM | G |  | _L | South Western | DEFAULT__L |  | C | 0.0035611 | 0 | -0.0575 | 0.5761 | 0.4652 | 0.27 | -0.033 | -0.027 | 0 | 0 | F | T | F |  | 2019-06-01 |  | F
2__LTREX000 | 2__LTREX000 | POWER4ALL Limited | POWER4 | G |  | _L | South Western | DEFAULT__L |  | C | 0.0035611 | 0 | -7.6 | 0.7387 | 0.7182 | 0.27 | -5.614 | -5.458 | 0 | 0 | F | T | F |  | 2019-06-01 |  | F
2__LTULP000 | 2__LTULP000 | PURE PLANET LIMITED | TULIP | G |  | _L | South Western | DEFAULT__L |  | C | 0.0035611 | 0 | -10.488 | 0.3421 | 0.3641 | 0.27 | -3.588 | -3.819 | 0 | 0 | F | T | F |  | 2019-06-27 |  | F
2__LUKPR000 | UK_Power_Reserve_L | UK Power Reserve Limited | UKPR | G |  | _L | South Western | DEFAULT__L |  | C | 0.0035611 | 56 | 0 | 0.0868 | 0.0346 | 0.0714 | 0 | 0 | 3.998 | 3.998 | F | T | F |  | 2019-06-01 |  | F
2__LVAVU000 | VAVU_L | Vavu Power Limited | VAVU | G |  | _L | South Western | DEFAULT__L |  | C | 0.0035611 | 0 | 0 | 0.4888 | 0.4607 | 0.27 | 0 | 0 | 0 | 0 | F | T | F |  | 2019-06-01 |  | F
2__LVERM000 | VERM_L | ENERGISE BRITAIN GAS & ELEC | VERM | G |  | _L | South Western | DEFAULT__L |  | C | 0.0035611 | 0 | 0 | 0.4888 | 0.4607 | 0.27 | 0 | 0 | 0 | 0 | F | T | F |  | 2019-06-01 |  | F
2__LVETS000 | VTS_GSP_L_011 | Vattenfall Energy Trading | VTS | G |  | _L | South Western | DEFAULT__L |  | C | 0.0035611 | 22.975 | 0 | 0.4888 | 0.4607 | 0.27 | 0 | 0 | 6.203 | 6.203 | F | T | F |  | 2019-06-01 |  | F
2__LVIPR000 | 2__LVIPR000 | Viper Energy Supply Ltd | VIPER | G |  | _L | South Western | DEFAULT__L |  | C | 0.0035611 | 0 | 0 | 0.4888 | 0.4607 | 0.27 | 0 | 0 | 0 | 0 | F | T | F |  | 2019-06-01 |  | F
2__LVIRG000 | VIRG_L | Green Energy Supply Limited | VIRG | G |  | _L | South Western | DEFAULT__L |  | C | 0.0035611 | 0 | 0 | 0.4888 | 0.4607 | 0.27 | 0 | 0 | 0 | 0 | F | T | F |  | 2019-06-01 |  | F
2__LVNGA000 | 2__LVNGA000 | Venga Energy Supply Ltd | VENGA | G |  | _L | South Western | DEFAULT__L |  | C | 0.0035611 | 0 | 0 | 0.4888 | 0.4607 | 0.27 | 0 | 0 | 0 | 0 | F | T | F |  | 2019-06-01 |  | F
2__LVNQT000 | 2__LVNQT000 | Vanquist Energy Supply Ltd | VANQUIST | G |  | _L | South Western | DEFAULT__L |  | C | 0.0035611 | 0 | 0 | 0.4888 | 0.4607 | 0.27 | 0 | 0 | 0 | 0 | F | T | F |  | 2019-06-01 |  | F
2__LVOLT000 | 2__LVOLT000 | Co-operative Energy Limited | VOLA | G |  | _L | South Western | DEFAULT__L |  | C | 0.0035611 | 0.494 | -7.108 | 0.5444 | 0.5697 | 0.27 | -3.87 | -4.049 | 0.269 | 0.281 | F | T | F |  | 2019-06-01 |  | F
2__LWASH000 | WASH_L | Utility Point Limited | WASH | G |  | _L | South Western | DEFAULT__L |  | C | 0.0035611 | 0 | -4 | 0.3938 | 0.4159 | 0.27 | -1.575 | -1.664 | 0 | 0 | F | T | F |  | 2019-06-01 |  | F
2__LWILL000 | 2__LWILL000 | WILLAMETTE ENERGY LIMITED | WILLAMET | G |  | _L | South Western | DEFAULT__L |  | C | 0.0035611 | 0 | 0 | 0.4888 | 0.4607 | 0.27 | 0 | 0 | 0 | 0 | F | T | F |  | 2019-06-01 |  | F
2__LYELG000 | _L Default BM SWEB | NPower Yorkshire Supply Ltd | YE | G | SWT-YEP01 | _L | South Western | DEFAULT__L |  | C | 0.0035611 | 0 | -0.032 | 0.5667 | 0.5889 | 0.27 | -0.018 | -0.019 | 0 | 0 | F | T | T |  | 2019-06-01 |  | F
2__LYNRG000 | 2__LYNRG000 | Daisy Energy Supply Ltd | DAISY | G |  | _L | South Western | DEFAULT__L |  | C | 0.0035611 | 0 | 0 | 0.4888 | 0.4607 | 0.27 | 0 | 0 | 0 | 0 | F | T | F |  | 2019-06-19 |  | F
2__LZPYR000 | 2__LZPYR000 | Green Network Energy Limited | ZEPHYR | G |  | _L | South Western | DEFAULT__L |  | C | 0.0035611 | 0 | -17.46 | 0.5344 | 0.5637 | 0.27 | -9.331 | -9.842 | 0 | 0 | F | T | F |  | 2019-07-22 | F | F
2__LZYTH000 | 2__LZYTH000 | ZYTHOS ENERGY LIMITED | ZYTHOS | G |  | _L | South Western | DEFAULT__L |  | C | 0.0035611 | 0 | 0 | 0.4888 | 0.4607 | 0.27 | 0 | 0 | 0 | 0 | F | T | F |  | 2019-06-01 |  | F
2__MALAB000 | ALAB_M | ALABAMA ENERGY LIMITED | ALAB | G |  | _M | Yorkshire Electricity | DEFAULT__M |  | C | -0.0010646 | 0 | 0 | 0.488 | 0.4495 | 0.27 | 0 | 0 | 0 | 0 | F | T | F |  | 2019-06-01 |  | F
2__MALAS000 | ALAS_M | ALASKA ENERGY LIMITED | ALAS | G |  | _M | Yorkshire Electricity | DEFAULT__M |  | C | -0.0010646 | 0 | 0 | 0.488 | 0.4495 | 0.27 | 0 | 0 | 0 | 0 | F | T | F |  | 2019-06-01 |  | F
2__MALTI000 | 2__MALTI000 | Co-operative Energy Limited | VOLA | G |  | _M | Yorkshire Electricity | DEFAULT__M |  | C | -0.0010646 | 0 | -1.4688 | 0.5649 | 0.5889 | 0.27 | -0.83 | -0.865 | 0 | 0 | F | T | F |  | 2019-06-01 |  | F
2__MANGE000 | 2__MANGE000 | Limejump Energy Limited | ANGEL | G |  | _M | Yorkshire Electricity | DEFAULT__M |  | C | -0.0010646 | 67.6 | 0 | 0.2366 | 0.2348 | 0.236 | 0 | 0 | 15.954 | 15.954 | F | T | F |  | 2019-06-01 |  | F
2__MANGE001 | 2__MANGE001 | Limejump Energy Limited | ANGEL | S | AG-MLIM01 | _M | Yorkshire Electricity | DEFAULT__M |  | C | -0.0010646 | 50 | 0 | 0.488 | 0.4495 | 0.27 | 0 | 0 | 13.5 | 13.5 | F | T | T |  | 2019-06-01 | F | F
2__MANGE002 | 2__MANGE002 | Limejump Energy Limited | ANGEL | S | AG-MLIM02 | _M | Yorkshire Electricity | DEFAULT__M |  | C | -0.0010646 | 50 | 0 | 0.488 | 0.4495 | 0.27 | 0 | 0 | 13.5 | 13.5 | F | T | T |  | 2019-06-01 | F | F
2__MARIZ000 | ARIZ_M | Simplicity Energy Limited | ARIZ | G |  | _M | Yorkshire Electricity | DEFAULT__M |  | C | -0.0010646 | 0 | 0 | 0.488 | 0.4495 | 0.27 | 0 | 0 | 0 | 0 | F | T | F |  | 2019-06-01 |  | F
2__MARRU000 | 2__MARRU000 | BlueGreen Energy Services | ARRUZZI | G |  | _M | Yorkshire Electricity | DEFAULT__M |  | C | -0.0010646 | 0 | 0 | 0.488 | 0.4495 | 0.27 | 0 | 0 | 0 | 0 | F | T | F |  | 2019-06-01 |  | F
2__MAVRO000 | AVRO_M | AVRO ENERGY LIMITED | AVRO | G |  | _M | Yorkshire Electricity | DEFAULT__M |  | C | -0.0010646 | 0 | -14.14 | 0.4941 | 0.5141 | 0.27 | -6.987 | -7.269 | 0 | 0 | F | T | F |  | 2019-06-28 |  | F
2__MAXIS000 | 2__MAXIS000 | Axis Telecom Ltd | AXISTELE | G |  | _M | Yorkshire Electricity | DEFAULT__M |  | C | -0.0010646 | 0 | 0 | 0.6053 | 0.4889 | 0.27 | 0 | 0 | 0 | 0 | F | T | F |  | 2019-06-01 |  | F
2__MAXPO000 | 2__MAXPO000 | AXPO UK LIMITED | EGLUK | G | YEP-AXPO1 | _M | Yorkshire Electricity | DEFAULT__M |  | C | -0.0010646 | 59 | -22 | 0.1409 | 0.0685 | 0.27 | -3.1 | -1.507 | 8.313 | 4.042 | F | T | F |  | 2019-06-01 |  | F
2__MAZAC000 | 2__MAZAC000 | TOGETHER ENERGY SUPPLY LIMITED | AZACCA | G |  | _M | Yorkshire Electricity | DEFAULT__M |  | C | -0.0010646 | 0 | 0 | 0.26 | 0.28 | 0.27 | 0 | 0 | 0 | 0 | F | T | F |  | 2019-06-01 |  | F
2__MBARB000 | 2__MBARB000 | Barbican Power Limited | BARBICAN | G |  | _M | Yorkshire Electricity | DEFAULT__M |  | C | -0.0010646 | 0 | 0 | 0.488 | 0.4495 | 0.27 | 0 | 0 | 0 | 0 | F | T | F |  | 2019-06-01 |  | F
2__MBAYS000 | 2__MBAYS000 | Bayswater Energy Limited | BAYSWATE | G |  | _M | Yorkshire Electricity | DEFAULT__M |  | C | -0.0010646 | 0 | 0 | 0.488 | 0.4495 | 0.27 | 0 | 0 | 0 | 0 | F | T | F |  | 2019-06-01 |  | F
2__MBCFC000 | 2__MBCFC000 | Octopus Energy Limited | MERCURY | G |  | _M | Yorkshire Electricity | DEFAULT__M |  | C | -0.0010646 | 0 | 0 | 0.565 | 0.59 | 0.27 | 0 | 0 | 0 | 0 | F | T | F |  | 2019-06-01 |  | F
2__MBELS000 | 2__MBELS000 | Belsize Energy Limited | BELSIZE | G |  | _M | Yorkshire Electricity | DEFAULT__M |  | C | -0.0010646 | 0 | 0 | 0.488 | 0.4495 | 0.27 | 0 | 0 | 0 | 0 | F | T | F |  | 2019-06-01 |  | F
2__MBETH000 | 2__MBETH000 | Mongoose Energy Supply Limited | BETHNAL | G |  | _M | Yorkshire Electricity | DEFAULT__M |  | C | -0.0010646 | 0 | 0 | 0.488 | 0.4495 | 0.27 | 0 | 0 | 0 | 0 | F | T | F |  | 2019-06-01 |  | F
2__MBGAS000 | 2__MBGAS000 | British Gas Trading Ltd | BRITGAS | G | YEP-BGS01 | _M | Yorkshire Electricity | DEFAULT__M |  | C | -0.0010646 | 0 | -260.98 | 0.5767 | 0.6016 | 0.27 | -150.507 | -157.006 | 0 | 0 | F | T | T |  | 2019-06-19 |  | F
2__MBIZZ000 | 2__MBIZZ000 | British Gas Trading Ltd | BRITGAS | G | YEP-BIZ01 | _M | Yorkshire Electricity | DEFAULT__M |  | C | -0.0010646 | 0 | -4 | 0.4068 | 0.314 | 0.27 | -1.627 | -1.256 | 0 | 0 | F | T | F |  | 2019-06-01 |  | F
2__MBLBL000 | 2__MBLBL000 | Bluebell Energy Supply Ltd | BLUEBELL | G |  | _M | Yorkshire Electricity | DEFAULT__M |  | C | -0.0010646 | 0 | 0 | 0.488 | 0.4495 | 0.27 | 0 | 0 | 0 | 0 | F | T | F |  | 2019-06-01 |  | F
2__MBNRG000 | 2__MBNRG000 | Electricity Plus Supply Ltd | BAENERGY | G |  | _M | Yorkshire Electricity | DEFAULT__M |  | C | -0.0010646 | 0 | -34.564 | 0.6118 | 0.6255 | 0.27 | -21.146 | -21.62 | 0 | 0 | F | T | F |  | 2019-06-01 |  | F
2__MBORE000 | 2__MBORE000 | Zebra Power Limited | BOR | G |  | _M | Yorkshire Electricity | DEFAULT__M |  | C | -0.0010646 | 0 | -0.07 | 0.3703 | 0.3791 | 0.27 | -0.026 | -0.027 | 0 | 0 | F | T | F |  | 2019-06-01 |  | F
2__MBORO000 | 2__MBORO000 | Borough Energy Limited | BOROUGH | G |  | _M | Yorkshire Electricity | DEFAULT__M |  | C | -0.0010646 | 0 | 0 | 0.488 | 0.4495 | 0.27 | 0 | 0 | 0 | 0 | F | T | F |  | 2019-06-01 |  | F
2__MBPGM000 | 2__MBPGM000 | BP Gas Marketing Limited | BPGAS | G |  | _M | Yorkshire Electricity | DEFAULT__M |  | C | -0.0010646 | 0 | 0 | 0.488 | 0.4495 | 0.27 | 0 | 0 | 0 | 0 | F | T | F |  | 2019-06-01 |  | F
2__MBREZ000 | 2__MBREZ000 | Breeze Energy Supply Ltd | BREEZE | G |  | _M | Yorkshire Electricity | DEFAULT__M |  | C | -0.0010646 | 2.59 | -0.692 | 0.4763 | 0.493 | 0.27 | -0.33 | -0.341 | 1.234 | 1.277 | F | T | F |  | 2019-06-01 |  | F
2__MBRZE000 | 2__MBRZE000 | arto.energy Ltd | BRONZE | G |  | _M | Yorkshire Electricity | DEFAULT__M |  | C | -0.0010646 | 0 | 0 | 0.488 | 0.4495 | 0.27 | 0 | 0 | 0 | 0 | F | T | F |  | 2019-06-01 |  | F
2__MBULN000 | 2__MBULN000 | Bryt Energy Limited | BULLION | G |  | _M | Yorkshire Electricity | DEFAULT__M |  | C | -0.0010646 | 0 | -46.8 | 0.9178 | 0.8658 | 0.27 | -42.953 | -40.519 | 0 | 0 | F | T | F |  | 2019-06-01 |  | F
2__MCALI000 | 2__MCALI000 | Callesti Energy Supply Limited | CALLESTI | G |  | _M | Yorkshire Electricity | DEFAULT__M |  | C | -0.0010646 | 0 | 0 | 0.488 | 0.4495 | 0.27 | 0 | 0 | 0 | 0 | F | T | F |  | 2019-06-01 |  | F
2__MCALL000 | 2__MCALL000 | SP Energy Retail Ltd | SPSUP01 | G |  | _M | Yorkshire Electricity | DEFAULT__M |  | C | -0.0010646 | 0 | -15.6 | 0.6652 | 0.6094 | 0.27 | -10.377 | -9.507 | 0 | 0 | F | T | F |  | 2019-06-01 |  | F
2__MCBRA000 | 2__MCBRA000 | Cabra Energy Supply Ltd | CABRA | G |  | _M | Yorkshire Electricity | DEFAULT__M |  | C | -0.0010646 | 0 | 0 | 0.488 | 0.4495 | 0.27 | 0 | 0 | 0 | 0 | F | T | F |  | 2019-06-01 |  | F
2__MCFWR000 | 2__MCFWR000 | Eddington Energy Supply Ltd | EDDINGTN | G |  | _M | Yorkshire Electricity | DEFAULT__M |  | C | -0.0010646 | 0 | 0 | 0.3981 | 0.408 | 0.27 | 0 | 0 | 0 | 0 | F | T | F |  | 2019-06-01 |  | F
2__MCILI000 | 2__MCILI000 | Cilleni Energy Supply Limited | CILLENI | G |  | _M | Yorkshire Electricity | DEFAULT__M |  | C | -0.0010646 | 0 | 0 | 0.488 | 0.4495 | 0.27 | 0 | 0 | 0 | 0 | F | T | F |  | 2019-06-01 |  | F
2__MCIRC000 | 2__MCIRC000 | Flow Energy Ltd | CIRCUIT | G |  | _M | Yorkshire Electricity | DEFAULT__M |  | C | -0.0010646 | 0 | -6.5582 | 0.5861 | 0.6104 | 0.27 | -3.844 | -4.003 | 0 | 0 | F | T | F |  | 2019-06-01 |  | F
2__MCIRC001 | FLOWHH_M1 | Flow Energy Ltd | CIRCUIT | S |  | _M | Yorkshire Electricity | DEFAULT__M |  | C | -0.0010646 | 0 | 0 | 0.488 | 0.4495 | 0.27 | 0 | 0 | 0 | 0 | F | T | F |  | 2019-06-01 | F | F
2__MCMRO000 | 2__MCMRO000 | Camaro Energy Supply Ltd | CAMARO | G |  | _M | Yorkshire Electricity | DEFAULT__M |  | C | -0.0010646 | 0 | 0 | 0.488 | 0.4495 | 0.27 | 0 | 0 | 0 | 0 | F | T | F |  | 2019-06-01 |  | F
2__MCNDL000 | 2__MCNDL000 | NEAS Energy Ltd. | CNDA | G |  | _M | Yorkshire Electricity | DEFAULT__M |  | C | -0.0010646 | 800 | 0 | 0.2314 | 0.2334 | 0.2319 | 0 | 0 | 185.52 | 185.52 | F | T | F |  | 2019-06-01 |  | F
2__MCNRG000 | 2__MCNRG000 | Opus Energy (Corporate) Ltd | CHENERGY | G |  | _M | Yorkshire Electricity | DEFAULT__M |  | C | -0.0010646 | 0 | -31.1 | 0.6519 | 0.494 | 0.27 | -20.274 | -15.363 | 0 | 0 | F | T | F |  | 2019-07-03 |  | F
2__MCOLG000 | 2__MCOLG000 | Colgano Energy Supply Limited | COLGANO | G |  | _M | Yorkshire Electricity | DEFAULT__M |  | C | -0.0010646 | 0 | 0 | 0.488 | 0.4495 | 0.27 | 0 | 0 | 0 | 0 | F | T | F |  | 2019-06-01 |  | F
2__MCOLO000 | COLO_M | COLORADO ENERGY LIMITED | COLO | G |  | _M | Yorkshire Electricity | DEFAULT__M |  | C | -0.0010646 | 0 | 0 | 0.488 | 0.4495 | 0.27 | 0 | 0 | 0 | 0 | F | T | F |  | 2019-06-01 |  | F
2__MCOMT000 | 2__MCOMT000 | ENSTROGA Ltd | COMT1015 | G |  | _M | Yorkshire Electricity | DEFAULT__M |  | C | -0.0010646 | 0 | -3.47 | 0.2733 | 0.2809 | 0.27 | -0.948 | -0.975 | 0 | 0 | F | T | F |  | 2019-06-01 |  | F
2__MCOOP000 | 2__MCOOP000 | I Supply Energy Limited | COOP | G |  | _M | Yorkshire Electricity | DEFAULT__M |  | C | -0.0010646 | 0 | -6.54 | 0.5899 | 0.6134 | 0.27 | -3.858 | -4.012 | 0 | 0 | F | T | F |  | 2019-06-01 |  | F
2__MCOOP001 | ISEWIND_M | I Supply Energy Limited | COOP | S |  | _M | Yorkshire Electricity | DEFAULT__M |  | C | -0.0010646 | 0 | 0 | 0.488 | 0.4495 | 0.27 | 0 | 0 | 0 | 0 | F | T | F |  | 2019-06-01 | F | F
2__MCORE000 | 2__MCORE000 | Corona Energy Retail 4 Limited | SUPELEC3 | G |  | _M | Yorkshire Electricity | DEFAULT__M |  | C | -0.0010646 | 0 | 0 | 0.488 | 0.4495 | 0.27 | 0 | 0 | 0 | 0 | F | T | F |  | 2019-06-01 |  | F
2__MCOUL000 | 2__MCOUL000 | Coulomb Energy Supply Limited | COULOMB | G |  | _M | Yorkshire Electricity | DEFAULT__M |  | C | -0.0010646 | 3.35 | -20 | 0.4871 | 0.5546 | 0.27 | -9.742 | -11.092 | 1.632 | 1.858 | F | T | F |  | 2019-06-01 |  | F
2__MCOVE000 | 2__MCOVE000 | TOTO Energy Limited | COVENT | G |  | _M | Yorkshire Electricity | DEFAULT__M |  | C | -0.0010646 | 0 | -1.18 | 0.5532 | 0.5783 | 0.27 | -0.653 | -0.682 | 0 | 0 | F | T | F |  | 2019-06-01 |  | F
2__MCPPR000 | 2__MCPPR000 | Affect Energy Ltd | COPPER | G |  | _M | Yorkshire Electricity | DEFAULT__M |  | C | -0.0010646 | 0 | 0 | 0.5676 | 0.5931 | 0.27 | 0 | 0 | 0 | 0 | F | T | F |  | 2019-06-01 |  | F
2__MCYCL000 | 2__MCYCL000 | Business Power & Gas Limited | CYCLONE | G |  | _M | Yorkshire Electricity | DEFAULT__M |  | C | -0.0010646 | 0 | -4.088 | 0.7252 | 0.3032 | 0.27 | -2.965 | -1.239 | 0 | 0 | F | T | F |  | 2019-06-01 |  | F
2__MDESL000 | 2__MDESL000 | Daisy Energy Supply Ltd | DAISY | G |  | _M | Yorkshire Electricity | DEFAULT__M |  | C | -0.0010646 | 0 | -1.294 | 0.2226 | 0.2189 | 0.27 | -0.288 | -0.283 | 0 | 0 | F | T | F |  | 2019-06-01 |  | F
2__MDFDL000 | 2__MDFDL000 | Tru Energy Limited | DAFFODIL | G |  | _M | Yorkshire Electricity | DEFAULT__M |  | C | -0.0010646 | 0 | -0.62 | 0.488 | 0.4495 | 0.27 | -0.303 | -0.279 | 0 | 0 | F | T | F |  | 2019-06-01 |  | F
2__MDIRA000 | 2__MDIRA000 | Social Energy Supply Ltd | DIRAC | G |  | _M | Yorkshire Electricity | DEFAULT__M |  | C | -0.0010646 | 0 | -0.0101 | 0.488 | 0.4495 | 0.27 | -0.005 | -0.005 | 0 | 0 | F | T | F |  | 2019-06-01 |  | F
2__MDNRG000 | 2__MDNRG000 | Donnington Energy Limited | DOENERGY | G |  | _M | Yorkshire Electricity | DEFAULT__M |  | C | -0.0010646 | 0 | 0 | 0.488 | 0.4495 | 0.27 | 0 | 0 | 0 | 0 | F | T | F |  | 2019-06-01 |  | F
2__MDRGI000 | UKHC_M | UK Healthcare Corporation Ltd | DENERGI1 | G |  | _M | Yorkshire Electricity | DEFAULT__M |  | C | -0.0010646 | 0 | 0 | 0.488 | 0.4495 | 0.27 | 0 | 0 | 0 | 0 | F | T | F |  | 2019-06-01 |  | F
2__MDUAL000 | 2__MDUAL000 | Dual Energy Direct Limited | DUALENER | G |  | _M | Yorkshire Electricity | DEFAULT__M |  | C | -0.0010646 | 0 | -10.438 | 0.6067 | 0.4757 | 0.27 | -6.333 | -4.965 | 0 | 0 | F | T | F |  | 2019-06-01 |  | F
2__MEBES000 | 2__MEBES000 | BES Commercial Electricity Ltd | EBEA | G |  | _M | Yorkshire Electricity | DEFAULT__M |  | C | -0.0010646 | 0 | -6.778 | 0.6001 | 0.4672 | 0.27 | -4.067 | -3.167 | 0 | 0 | F | T | F |  | 2019-06-01 |  | F
2__MECOA000 | 2__MECOA000 | British Gas Trading Ltd | BRITGAS | G |  | _M | Yorkshire Electricity | DEFAULT__M |  | C | -0.0010646 | 100 | 0 | 0.1301 | 0.0572 | 0.1087 | 0 | 0 | 10.87 | 10.87 | F | T | F |  | 2019-06-01 |  | F
2__MECON000 | 2__MECON000 | Economy Power | ECON1 | G |  | _M | Yorkshire Electricity | DEFAULT__M |  | C | -0.0010646 | 0 | 0 | 0.488 | 0.4495 | 0.27 | 0 | 0 | 0 | 0 | F | T | F |  | 2019-06-01 |  | F
2__MECOT000 | 2__MECOT000 | The Renewable Energy Co Ltd | RENC | G |  | _M | Yorkshire Electricity | DEFAULT__M |  | C | -0.0010646 | 17.399 | -3.6 | 0.1459 | 0.0157 | 0.27 | -0.525 | -0.057 | 2.539 | 0.273 | F | T | F |  | 2019-06-01 |  | F
2__MEDDI000 | 2__MEDDI000 | Eddington Energy Supply Ltd | EDDINGTN | G |  | _M | Yorkshire Electricity | DEFAULT__M |  | C | -0.0010646 | 0 | -2.6 | 0.5717 | 0.5933 | 0.27 | -1.486 | -1.543 | 0 | 0 | F | T | F |  | 2019-06-01 |  | F
2__MEDFE000 | EDFE_Yorkshire | EDF Energy Customers Ltd | LENCO | G | YEP-EDF01 | _M | Yorkshire Electricity | DEFAULT__M |  | C | -0.0010646 | 0 | 0 | 0.488 | 0.4495 | 0.27 | 0 | 0 | 0 | 0 | F | T | T |  | 2019-06-01 |  | F
2__MEDGE000 | 2__MEDGE000 | Edgware Energy Limited | EDGWARE | G |  | _M | Yorkshire Electricity | DEFAULT__M |  | C | -0.0010646 | 0 | 0 | 0.488 | 0.4495 | 0.27 | 0 | 0 | 0 | 0 | F | T | F |  | 2019-06-01 |  | F
2__MEDIR000 | 2__MEDIR000 | British Gas Trading Ltd | BRITGAS | G | YEP-EDR01 | _M | Yorkshire Electricity | DEFAULT__M |  | C | -0.0010646 | 0 | 0 | 0.488 | 0.4495 | 0.27 | 0 | 0 | 0 | 0 | F | T | T |  | 2019-06-01 |  | F
2__MEELC000 | 2__MEELC000 | E.ON Energy Solutions Limited | PGENERGY | G | YEP-EAS01 | _M | Yorkshire Electricity | DEFAULT__M |  | C | -0.0010646 | 0 | 0 | 0.488 | 0.4495 | 0.27 | 0 | 0 | 0 | 0 | F | T | T |  | 2019-06-01 |  | F
2__MEENG000 | 2__MEENG000 | E.ON Energy Solutions Limited | PGENERGY | G | YEP-EST01 | _M | Yorkshire Electricity | DEFAULT__M |  | C | -0.0010646 | 0 | -16 | 0.594 | 0.6161 | 0.27 | -9.504 | -9.858 | 0 | 0 | F | T | T |  | 2019-06-01 |  | F
2__MEETL000 | EETL in Yorkshire | OVO Electricity Ltd | OVOE | G |  | _M | Yorkshire Electricity | DEFAULT__M |  | C | -0.0010646 | 0 | 0 | 0.5938 | 0.6189 | 0.27 | 0 | 0 | 0 | 0 | F | T | F |  | 2019-06-01 |  | F
2__MEFLS000 | EFLS_M | Effortless Energy Ltd | EENERGY | G |  | _M | Yorkshire Electricity | DEFAULT__M |  | C | -0.0010646 | 0 | -0.04 | 0.5444 | 0.5611 | 0.27 | -0.022 | -0.022 | 0 | 0 | F | T | F |  | 2019-06-01 |  | F
2__MEGDX000 | M_EGASELEC | E (GAS AND ELECTRICITY) LTD | LORM | G |  | _M | Yorkshire Electricity | DEFAULT__M |  | C | -0.0010646 | 0 | 0 | 0.488 | 0.4495 | 0.27 | 0 | 0 | 0 | 0 | F | T | F |  | 2019-06-01 |  | F
2__MEGML000 | EGML_M | ECO GREEN MANAGEMENT LIMITED | YGP1 | G |  | _M | Yorkshire Electricity | DEFAULT__M |  | C | -0.0010646 | 0 | -0.1456 | 0.332 | 0.308 | 0.27 | -0.048 | -0.045 | 0 | 0 | F | T | F |  | 2019-06-01 |  | F
2__MELEC000 | Electraphase_M | ELECTRAPHASE LIMITED | EPHASE | G |  | _M | Yorkshire Electricity | DEFAULT__M |  | C | -0.0010646 | 0.01 | -0.01 | 0.488 | 0.4495 | 0.27 | -0.005 | -0.004 | 0.005 | 0.004 | F | T | F |  | 2019-06-01 |  | F
2__MEMEB000 | 2__MEMEB000 | E.ON Energy Solutions Limited | PGENERGY | G | YEP-PGE01 | _M | Yorkshire Electricity | DEFAULT__M |  | C | -0.0010646 | 0 | -220 | 0.6514 | 0.6306 | 0.27 | -143.308 | -138.732 | 0 | 0 | F | T | T |  | 2019-06-01 | F | F
2__MEMZO000 | 2__MEMZO000 | Emzo Energy Supply Ltd | EMZO | G |  | _M | Yorkshire Electricity | DEFAULT__M |  | C | -0.0010646 | 0 | 0 | 0.488 | 0.4495 | 0.27 | 0 | 0 | 0 | 0 | F | T | F |  | 2019-06-01 |  | F
2__MENDC000 | 2__MENDC000 | EPG Energy Limited | EPGNRG | G |  | _M | Yorkshire Electricity | DEFAULT__M |  | C | -0.0010646 | 7.5 | -0.7 | -2.6629 | -2.1747 | 0.27 | 1.864 | 1.522 | -19.972 | -16.31 | F | T | F |  | 2019-06-08 |  | F
2__MENDC001 | 2__MENDC001 | EPG Energy Limited | EPGNRG | S |  | _M | Yorkshire Electricity | DEFAULT__M |  | C | -0.0010646 | 12.1 | 0 | 0.488 | 0.4495 | 0.27 | 0 | 0 | 3.267 | 3.267 | F | T | F |  | 2019-06-01 | F | F
2__MENDC002 | 2__MENDC002 | EPG Energy Limited | EPGNRG | S |  | _M | Yorkshire Electricity | DEFAULT__M |  | C | -0.0010646 | 0 | 0 | 0.488 | 0.4495 | 0.27 | 0 | 0 | 0 | 0 | F | T | F |  | 2019-06-01 | F | F
2__MENEC000 | 2__MENEC000 | Eneco Energy Trade | ENECOUK | G |  | _M | Yorkshire Electricity | DEFAULT__M |  | C | -0.0010646 | 0 | -9.4 | 0.8061 | 0.7577 | 0.27 | -7.577 | -7.122 | 0 | 0 | F | T | F |  | 2019-06-01 |  | F
2__MENER000 | 2__MENER000 | Simply Your Energy | SUPLENER | G |  | _M | Yorkshire Electricity | DEFAULT__M |  | C | -0.0010646 | 0 | 0 | 0.488 | 0.4495 | 0.27 | 0 | 0 | 0 | 0 | F | T | F |  | 2019-06-01 |  | F
2__MENGQ000 | EnergyQ_M | Eversmart Energy Ltd | ENGQ | G |  | _M | Yorkshire Electricity | DEFAULT__M |  | C | -0.0010646 | 0 | 0 | 0.4701 | 0.49 | 0.27 | 0 | 0 | 0 | 0 | F | T | F |  | 2019-06-01 |  | F
2__MENRD000 | 2__MENRD000 | British Gas Trading Ltd | BRITGAS | G | YEP-ENR01 | _M | Yorkshire Electricity | DEFAULT__M |  | C | -0.0010646 | 104 | -156 | 0.5728 | 0.4149 | 0.27 | -89.357 | -64.724 | 59.571 | 43.15 | F | T | T |  | 2019-06-01 |  | F
2__MENRD002 | 2__MENRD002 | British Gas Trading Ltd | BRITGAS | S |  | _M | Yorkshire Electricity | DEFAULT__M |  | C | -0.0010646 | 25 | -1 | 0.488 | 0.4495 | 0.27 | -0.488 | -0.45 | 12.2 | 11.238 | F | T | F |  | 2019-06-01 | F | F
2__MENRG000 | 2__MENRG000 | Opus Energy Renewables Limited | EVENERGY | G |  | _M | Yorkshire Electricity | DEFAULT__M |  | C | -0.0010646 | 14.62 | 0 | 0.2209 | 0.2619 | 0.2329 | 0 | 0 | 3.405 | 3.405 | F | T | F |  | 2019-06-01 |  | F
2__MENRG002 | ENRGM2 | Opus Energy Renewables Limited | EVENERGY | S |  | _M | Yorkshire Electricity | DEFAULT__M |  | C | -0.0010646 | 21.28 | 0 | 0.1659 | 0.2151 | 0.1803 | 0 | 0 | 3.837 | 3.837 | F | T | F |  | 2019-06-01 | F | F
2__MEOND000 | 2__MEOND000 | E.ON Energy Solutions Limited | PGENERGY | G |  | _M | Yorkshire Electricity | DEFAULT__M |  | C | -0.0010646 | 0 | -4 | 0.3231 | 0.3308 | 0.27 | -1.292 | -1.323 | 0 | 0 | F | T | F |  | 2019-06-01 |  | F
2__MEPHH000 | 2__MEPHH000 | Economy Power | ECON1 | G |  | _M | Yorkshire Electricity | DEFAULT__M |  | C | -0.0010646 | 0 | 0 | 0.488 | 0.4495 | 0.27 | 0 | 0 | 0 | 0 | F | T | F |  | 2019-06-01 |  | F
2__MEQUI000 | 2__MEQUI000 | Equinicity Ltd | EQUIN | G |  | _M | Yorkshire Electricity | DEFAULT__M |  | C | -0.0010646 | 0 | 0 | 0.488 | 0.4495 | 0.27 | 0 | 0 | 0 | 0 | F | T | F |  | 2019-06-19 |  | F
2__MESSL000 | 2__MESSL000 | Squeaky Clean Energy Limited | ESSL1015 | G |  | _M | Yorkshire Electricity | DEFAULT__M |  | C | -0.0010646 | 0 | -5.69 | 0.488 | 0.4495 | 0.27 | -2.777 | -2.558 | 0 | 0 | F | T | F |  | 2019-06-01 |  | F
2__MEURO000 | 2__MEURO000 | Robin Hood Energy Limited | EUROPA | G |  | _M | Yorkshire Electricity | DEFAULT__M |  | C | -0.0010646 | 0 | -14.62 | 0.5948 | 0.6046 | 0.27 | -8.696 | -8.839 | 0 | 0 | F | T | F |  | 2019-06-01 |  | F
2__MEUST000 | 2__MEUST000 | Euston Energy Limited | EUSTON | G |  | _M | Yorkshire Electricity | DEFAULT__M |  | C | -0.0010646 | 0 | 0 | 0.488 | 0.4495 | 0.27 | 0 | 0 | 0 | 0 | F | T | F |  | 2019-06-01 |  | F
2__MEVER000 | 2__MEVER000 | Eversmart Energy Ltd | ENGQ | G |  | _M | Yorkshire Electricity | DEFAULT__M |  | C | -0.0010646 | 0 | 0 | 0.488 | 0.4495 | 0.27 | 0 | 0 | 0 | 0 | F | T | F |  | 2019-06-01 |  | F
2__MEXGL000 | Exelon_M | Exelon Generation Limited | EXGENLIM | G |  | _M | Yorkshire Electricity | DEFAULT__M |  | C | -0.0010646 | 0 | 0 | 0.488 | 0.4495 | 0.27 | 0 | 0 | 0 | 0 | F | T | F |  | 2019-06-01 |  | F
2__MFARA000 | 2__MFARA000 | URE Energy Limited | FARADAY | G |  | _M | Yorkshire Electricity | DEFAULT__M |  | C | -0.0010646 | 0 | 0 | 0.488 | 0.4495 | 0.27 | 0 | 0 | 0 | 0 | F | T | F |  | 2019-06-01 |  | F
2__MFARR000 | 2__MFARR000 | Farringdon Energy Limited | FARRINGD | G |  | _M | Yorkshire Electricity | DEFAULT__M |  | C | -0.0010646 | 0 | 0 | 0.488 | 0.4495 | 0.27 | 0 | 0 | 0 | 0 | F | T | F |  | 2019-06-01 |  | F
2__MFLEX000 | 2__MFLEX000 | Flexitricity Limited | FLEXTRCY | G |  | _M | Yorkshire Electricity | DEFAULT__M |  | C | -0.0010646 | 49 | 0 | 0.488 | 0.4495 | 0.27 | 0 | 0 | 13.23 | 13.23 | F | T | F |  | 2019-07-15 |  | F
2__MFLEX001 | 2__MFLEX001 | Flexitricity Limited | FLEXTRCY | S | AG-MFLX01 | _M | Yorkshire Electricity | DEFAULT__M |  | C | -0.0010646 | 49 | -1 | 0.488 | 0.4495 | 0.27 | -0.488 | -0.45 | 23.912 | 22.026 | F | T | T |  | 2019-07-15 | F | F
2__MFNRG000 | 2__MFNRG000 | Farmoor Energy Limited | FRENERGY | G |  | _M | Yorkshire Electricity | DEFAULT__M |  | C | -0.0010646 | 0 | 0 | 0.488 | 0.4495 | 0.27 | 0 | 0 | 0 | 0 | F | T | F |  | 2019-06-01 |  | F
2__MFRST000 | 2__MFRST000 | Shell Energy Retail Limited | FRST01 | G |  | _M | Yorkshire Electricity | DEFAULT__M |  | C | -0.0010646 | 0 | -50.704 | 0.5737 | 0.5986 | 0.27 | -29.089 | -30.351 | 0 | 0 | F | T | F |  | 2019-06-24 |  | F
2__MFSEN000 | 2__MFSEN000 | F & S Energy Ltd | FSE0001 | G |  | _M | Yorkshire Electricity | DEFAULT__M |  | C | -0.0010646 | 8 | 0 | 0.0069 | 0.1302 | 0.0431 | 0 | 0 | 0.345 | 0.345 | F | T | F |  | 2019-06-01 |  | F
2__MFXGL000 | 2__MFXGL000 | Foxglove Energy Supply Ltd | FOXGLOVE | G |  | _M | Yorkshire Electricity | DEFAULT__M |  | C | -0.0010646 | 0 | -2.9511 | 0.5744 | 0.5954 | 0.27 | -1.695 | -1.757 | 0 | 0 | F | T | F |  | 2019-06-01 |  | F
2__MGALE000 | 2__MGALE000 | PLANET 9 ENERGY LTD | GALENA | G |  | _M | Yorkshire Electricity | DEFAULT__M |  | C | -0.0010646 | 0 | 0 | 0.488 | 0.4495 | 0.27 | 0 | 0 | 0 | 0 | F | T | F |  | 2019-06-01 |  | F
2__MGANY000 | 2__MGANY000 | Solarplicity Supply Limited | GANYMEDE | G |  | _M | Yorkshire Electricity | DEFAULT__M |  | C | -0.0010646 | 2.918 | -2.972 | 0.2539 | 0.2394 | 0.345 | -0.755 | -0.711 | 0.741 | 0.699 | F | T | F |  | 2019-06-01 |  | F
2__MGESL000 | 2__MGESL000 | SO Energy Trading Limited | GOLD | G |  | _M | Yorkshire Electricity | DEFAULT__M |  | C | -0.0010646 | 0 | -12.571 | 0.5131 | 0.532 | 0.27 | -6.45 | -6.688 | 0 | 0 | F | T | F |  | 2019-06-01 |  | F
2__MGETW000 | 2__MGETW000 | Utilita Energy Limited | UTILITA | G |  | _M | Yorkshire Electricity | DEFAULT__M |  | C | -0.0010646 | 0 | -52.549 | 0.6077 | 0.6179 | 0.27 | -31.934 | -32.47 | 0 | 0 | F | T | F |  | 2019-07-10 |  | F
2__MGLDE000 | 2__MGLDE000 | Golders Energy Limited | GOLDERS | G |  | _M | Yorkshire Electricity | DEFAULT__M |  | C | -0.0010646 | 0 | 0 | 0.488 | 0.4495 | 0.27 | 0 | 0 | 0 | 0 | F | T | F |  | 2019-06-01 |  | F
2__MGMTR000 | 2__MGMTR000 | Gazprom M & T Retail Ltd | GMTR | G |  | _M | Yorkshire Electricity | DEFAULT__M |  | C | -0.0010646 | 103.038 | -60.856 | 0.1465 | 0.1531 | 0.27 | -8.915 | -9.317 | 15.095 | 15.775 | F | T | F |  | 2019-06-01 |  | F
2__MGMTX000 | 2__MGMTX000 | Gazprom M & T Retail Ltd | GMTR | G |  | _M | Yorkshire Electricity | DEFAULT__M |  | C | -0.0010646 | 0 | 0 | 0.488 | 0.4495 | 0.27 | 0 | 0 | 0 | 0 | F | T | F |  | 2019-06-19 |  | F
2__MGNRG000 | 2__MGNRG000 | Green Energy (UK) Plc | GRNUKPLC | G |  | _M | Yorkshire Electricity | DEFAULT__M |  | C | -0.0010646 | 0 | 0 | 0.689 | 0.6241 | 0.27 | 0 | 0 | 0 | 0 | F | T | F |  | 2019-06-01 |  | F
2__MGONG000 | 2__MGONG000 | Shell Energy Retail Limited | FRST01 | G |  | _M | Yorkshire Electricity | DEFAULT__M |  | C | -0.0010646 | 0 | 0 | 0.488 | 0.4495 | 0.27 | 0 | 0 | 0 | 0 | F | T | F |  | 2019-06-01 |  | F
2__MHAVE000 | 2__MHAVE000 | Haven Power Ltd | HAVEN | G | YEP-HVN01 | _M | Yorkshire Electricity | DEFAULT__M |  | C | -0.0010646 | 120.238 | 0 | 0.488 | 0.4495 | 0.27 | 0 | 0 | 32.464 | 32.464 | F | T | T |  | 2019-06-01 |  | F
2__MHAWK000 | 2__MHAWK000 | MAXEN POWER SUPPLY LIMITED | HAWKING | G |  | _M | Yorkshire Electricity | DEFAULT__M |  | C | -0.0010646 | 0 | 0 | 0.488 | 0.4495 | 0.27 | 0 | 0 | 0 | 0 | F | T | F |  | 2019-06-01 |  | F
2__MHOLB000 | 2__MHOLB000 | Holborn Energy Limited | HOLBORN | G |  | _M | Yorkshire Electricity | DEFAULT__M |  | C | -0.0010646 | 0 | 0 | 0.488 | 0.4495 | 0.27 | 0 | 0 | 0 | 0 | F | T | F |  | 2019-06-01 |  | F
2__MHOME000 | 2__MHOME000 | ENGIE Power Limited | RWETDL | G |  | _M | Yorkshire Electricity | DEFAULT__M |  | C | -0.0010646 | 0 | -8 | 0.5327 | 0.5579 | 0.27 | -4.262 | -4.463 | 0 | 0 | F | T | F |  | 2019-06-01 |  | F
2__MHPOW000 | 2__MHPOW000 | Haven Power Ltd | HAVEN | G | YEP-HPW01 | _M | Yorkshire Electricity | DEFAULT__M |  | C | -0.0010646 | 4 | -204 | 0.7679 | 0.6329 | 0.27 | -156.652 | -129.112 | 3.072 | 2.532 | F | T | T |  | 2019-06-26 |  | F
2__MHPOW001 | __MHPOW001 | Haven Power Ltd | HAVEN | S |  | _M | Yorkshire Electricity | DEFAULT__M |  | C | -0.0010646 | 0 | 0 | 0.488 | 0.4495 | 0.27 | 0 | 0 | 0 | 0 | F | T | F |  | 2019-06-01 | F | F
2__MHPOW002 | __MHPOW002 | Haven Power Ltd | HAVEN | S |  | _M | Yorkshire Electricity | DEFAULT__M |  | C | -0.0010646 | 0 | 0 | 0.488 | 0.4495 | 0.27 | 0 | 0 | 0 | 0 | F | T | F |  | 2019-06-01 | F | F
2__MHUDG000 | 2__MHUDG000 | Hudson Energy Supply UK Ltd | AMPERE | G |  | _M | Yorkshire Electricity | DEFAULT__M |  | C | -0.0010646 | 0 | 0 | 0.488 | 0.4495 | 0.27 | 0 | 0 | 0 | 0 | F | T | F |  | 2019-06-01 |  | F
2__MHUDS000 | 2__MHUDS000 | Hudson Energy Supply UK Ltd | AMPERE | G |  | _M | Yorkshire Electricity | DEFAULT__M |  | C | -0.0010646 | 0 | -19 | 0.5448 | 0.376 | 0.27 | -10.351 | -7.144 | 0 | 0 | F | T | F |  | 2019-07-18 |  | F
2__MHUDS001 | 2__MHUDS001 | Hudson Energy Supply UK Ltd | AMPERE | S |  | _M | Yorkshire Electricity | DEFAULT__M |  | C | -0.0010646 | 0 | 0 | 0.488 | 0.4495 | 0.27 | 0 | 0 | 0 | 0 | F | T | F |  | 2019-06-01 | F | F
2__MHYDE000 | SSE SBMU1 - Yorkshire GSPG | SSE Electricity Limited | SWEL | G | YEP-SSE01 | _M | Yorkshire Electricity | DEFAULT__M |  | C | -0.0010646 | 40 | -0.6 | 0.5462 | 0.553 | 0.27 | -0.328 | -0.332 | 21.848 | 22.12 | F | T | T |  | 2019-06-01 |  | F
2__MIAMP000 | 2__MIAMP000 | AMPowerUK Ltd | INVE | G |  | _M | Yorkshire Electricity | DEFAULT__M |  | C | -0.0010646 | 0 | 0 | 0.488 | 0.4495 | 0.27 | 0 | 0 | 0 | 0 | F | T | F |  | 2019-06-01 |  | F
2__MIMPO000 | 2__MIMPO000 | SSE Energy Supply Limited | SSE | G | YEP-ATL01 | _M | Yorkshire Electricity | DEFAULT__M |  | C | -0.0010646 | 68.245 | -246.6 | 0.4447 | 0.2555 | 0.27 | -109.663 | -63.006 | 30.349 | 17.437 | F | T | T |  | 2019-06-01 |  | F
2__MINDE000 | INDE YORKSHIRE | Npower Direct Limited | NITTWO01 | G | YEP-INE01 | _M | Yorkshire Electricity | DEFAULT__M |  | C | -0.0010646 | 0 | -30.606 | 0.5787 | 0.4684 | 0.27 | -17.712 | -14.336 | 0 | 0 | F | T | T |  | 2019-06-01 |  | F
2__MINVE000 | INVE_M | AMPowerUK Ltd | INVE | G |  | _M | Yorkshire Electricity | DEFAULT__M |  | C | -0.0010646 | 0 | 0 | 0.4263 | 0.2267 | 0.27 | 0 | 0 | 0 | 0 | F | T | F |  | 2019-06-01 |  | F
2__MIRES000 | YEP-IRS01 | Octopus Energy Limited | MERCURY | G |  | _M | Yorkshire Electricity | DEFAULT__M |  | C | -0.0010646 | 0 | 0 | 0.488 | 0.4495 | 0.27 | 0 | 0 | 0 | 0 | F | T | F |  | 2019-07-17 |  | F
2__MIRID000 | 2__MIRID000 | PFP Energy Supplies Limited | IRIDIUM | G |  | _M | Yorkshire Electricity | DEFAULT__M |  | C | -0.0010646 | 0 | -4.4 | 0.5667 | 0.5909 | 0.27 | -2.493 | -2.6 | 0 | 0 | F | T | F |  | 2019-06-01 |  | F
2__MJERE000 | 2__MJERE000 | Hudson Energy Supply UK Ltd | AMPERE | G | MJERE000 | _M | Yorkshire Electricity | DEFAULT__M |  | C | -0.0010646 | 0 | -12 | 0.5827 | 0.6062 | 0.27 | -6.992 | -7.274 | 0 | 0 | F | T | F |  | 2019-07-18 |  | F
2__MKENS000 | 2__MKENS000 | Kensington Power Limited | KENSINGT | G |  | _M | Yorkshire Electricity | DEFAULT__M |  | C | -0.0010646 | 0 | -11.205 | 0.6692 | 0.4454 | 0.27 | -7.498 | -4.991 | 0 | 0 | F | T | F |  | 2019-06-19 |  | F
2__MLIGH000 | 2__MLIGH000 | MVV Environment Services Ltd | LIGHTNIN | G |  | _M | Yorkshire Electricity | DEFAULT__M |  | C | -0.0010646 | 0 | 0 | 0.488 | 0.4495 | 0.27 | 0 | 0 | 0 | 0 | F | T | F |  | 2019-06-01 |  | F
2__MLILY000 | 2__MLILY000 | Delta Gas And Power Ltd | LILY | G |  | _M | Yorkshire Electricity | DEFAULT__M |  | C | -0.0010646 | 0 | 0 | 0.488 | 0.4495 | 0.27 | 0 | 0 | 0 | 0 | F | T | F |  | 2019-06-01 |  | F
2__MLIME000 | 2__MLIME000 | Limejump Energy Limited | ANGEL | G |  | _M | Yorkshire Electricity | DEFAULT__M |  | C | -0.0010646 | 36 | 0 | 0.488 | 0.4495 | 0.27 | 0 | 0 | 9.72 | 9.72 | F | T | F |  | 2019-06-01 |  | F
2__MLOND000 | LE Default BMUid YELG | EDF Energy Customers Ltd | LENCO | G | YEP-LON01 | _M | Yorkshire Electricity | DEFAULT__M |  | C | -0.0010646 | 0 | -240 | 0.6781 | 0.5307 | 0.27 | -162.744 | -127.368 | 0 | 0 | F | T | T |  | 2019-06-01 |  | F
2__MLORM000 | Lorimer_M | E (GAS AND ELECTRICITY) LTD | LORM | G |  | _M | Yorkshire Electricity | DEFAULT__M |  | C | -0.0010646 | 0 | -11.48 | 0.566 | 0.5892 | 0.27 | -6.498 | -6.764 | 0 | 0 | F | T | F |  | 2019-07-01 |  | F
2__MLUME000 | 2__MLUME000 | GNERGY Limited | LUMA | G |  | _M | Yorkshire Electricity | DEFAULT__M |  | C | -0.0010646 | 0 | 0 | 0.4099 | 0.4328 | 0.27 | 0 | 0 | 0 | 0 | F | T | F |  | 2019-06-01 |  | F
2__MLUMO000 | 2__MLUMO000 | OVO Electricity Ltd | OVOE | G |  | _M | Yorkshire Electricity | DEFAULT__M |  | C | -0.0010646 | 0 | 0 | 0.4847 | 0.5034 | 0.27 | 0 | 0 | 0 | 0 | F | T | F |  | 2019-06-01 |  | F
2__MLVDR000 | 2__MLVDR000 | ESB ENERGY LTD | LAVENDER | G |  | _M | Yorkshire Electricity | DEFAULT__M |  | C | -0.0010646 | 0 | -1.784 | 0.4107 | 0.4283 | 0.27 | -0.733 | -0.764 | 0 | 0 | F | T | F |  | 2019-06-01 |  | F
2__MMAEL000 | 2__MMAEL000 | MA Energy Limited | MA200308 | G |  | _M | Yorkshire Electricity | DEFAULT__M |  | C | -0.0010646 | 0 | -0.8 | 0.5911 | 0.4425 | 0.27 | -0.473 | -0.354 | 0 | 0 | F | T | F |  | 2019-06-01 |  | F
2__MMAET000 | MA Energy Ltd | MA Energy Limited | MA200308 | G |  | _M | Yorkshire Electricity | DEFAULT__M |  | C | -0.0010646 | 0 | 0 | 0.488 | 0.4495 | 0.27 | 0 | 0 | 0 | 0 | F | T | F |  | 2019-06-01 |  | F
2__MMAGN000 | 2__MMAGN000 | Orsted Power Sales (UK) Ltd | MAGNETIC | G |  | _M | Yorkshire Electricity | DEFAULT__M |  | C | -0.0010646 | 0 | -98.095 | 0.5966 | 0.3558 | 0.27 | -58.523 | -34.902 | 0 | 0 | F | T | F |  | 2019-06-01 |  | F
2__MMAIN000 | MAIN_M | e2m - energy trading ltd | MAIN | G |  | _M | Yorkshire Electricity | DEFAULT__M |  | C | -0.0010646 | 0 | 0 | 0.488 | 0.4495 | 0.27 | 0 | 0 | 0 | 0 | F | T | F |  | 2019-06-01 |  | F
2__MMANW000 | 2__MMANW000 | SP Energy Retail Ltd | SPSUP01 | G | YEP-MNW01 | _M | Yorkshire Electricity | DEFAULT__M |  | C | -0.0010646 | 0 | -1 | 0.488 | 0.4495 | 0.27 | -0.488 | -0.45 | 0 | 0 | F | T | F |  | 2019-06-01 |  | F
2__MMARB000 | 2__MMARB000 | Marble Power Limited | MARBLE | G |  | _M | Yorkshire Electricity | DEFAULT__M |  | C | -0.0010646 | 0 | -19.4 | 0.444 | 0.3208 | 0.27 | -8.614 | -6.224 | 0 | 0 | F | T | F |  | 2019-06-01 |  | F
2__MMARI000 | 2__MMARI000 | LOGICOR ENERGY LTD | MARIGOLD | G |  | _M | Yorkshire Electricity | DEFAULT__M |  | C | -0.0010646 | 0 | 0 | 0.3333 | 0.3667 | 0.27 | 0 | 0 | 0 | 0 | F | T | F |  | 2019-06-01 |  | F
2__MMATT000 | MATT_M | Mattina Limited | MATT | G |  | _M | Yorkshire Electricity | DEFAULT__M |  | C | -0.0010646 | 0 | 0 | 0.488 | 0.4495 | 0.27 | 0 | 0 | 0 | 0 | F | T | F |  | 2019-06-01 |  | F
2__MMIDE000 | NPEC Yorkshire Area MIDE | Npower Limited | NPOWER01 | G | YEP-MID01 | _M | Yorkshire Electricity | DEFAULT__M |  | C | -0.0010646 | 0 | -27.198 | 0.5752 | 0.5989 | 0.27 | -15.644 | -16.289 | 0 | 0 | F | T | T |  | 2019-06-01 |  | F
2__MMINT000 | 2__MMINT000 | Toucan Energy Limited | MINT | G |  | _M | Yorkshire Electricity | DEFAULT__M |  | C | -0.0010646 | 0 | 0 | 0.488 | 0.4495 | 0.27 | 0 | 0 | 0 | 0 | F | T | F |  | 2019-06-01 |  | F
2__MMISS000 | MISS_M | MISSISSIPPI ENERGY LIMITED | MISS | G |  | _M | Yorkshire Electricity | DEFAULT__M |  | C | -0.0010646 | 0 | 0 | 0.488 | 0.4495 | 0.27 | 0 | 0 | 0 | 0 | F | T | F |  | 2019-06-01 |  | F
2__MMONT000 | 2__MMONT000 | Monument Energy Limited | MONUMENT | G |  | _M | Yorkshire Electricity | DEFAULT__M |  | C | -0.0010646 | 0 | -1.8 | 0.5388 | 0.5572 | 0.27 | -0.97 | -1.003 | 0 | 0 | F | T | F |  | 2019-06-01 |  | F
2__MMRCY000 | 2__MMRCY000 | Octopus Energy Limited | MERCURY | G |  | _M | Yorkshire Electricity | DEFAULT__M |  | C | -0.0010646 | 0 | -40.936 | 0.4369 | 0.4571 | 0.27 | -17.885 | -18.712 | 0 | 0 | F | T | F |  | 2019-06-01 |  | F
2__MMTRL000 | 2__MMTRL000 | BROOK GREEN TRADING LIMITED | MISTRAL | G |  | _M | Yorkshire Electricity | DEFAULT__M |  | C | -0.0010646 | 0 | -7.4 | 0.5471 | 0.3922 | 0.27 | -4.049 | -2.902 | 0 | 0 | F | T | F |  | 2019-06-17 |  | F
2__MNATP000 | NPEC Yorkshire Area NATP | Npower Limited | NPOWER01 | G | YEP-NPE01 | _M | Yorkshire Electricity | DEFAULT__M |  | C | -0.0010646 | 0 | -450.388 | 0.7077 | 0.5355 | 0.27 | -318.74 | -241.183 | 0 | 0 | F | T | T |  | 2019-06-01 |  | F
2__MNCKL000 | 2__MNCKL000 | SSE Electricity Limited | SWEL | G |  | _M | Yorkshire Electricity | DEFAULT__M |  | C | -0.0010646 | 0 | -0.312 | 0.5814 | 0.6053 | 0.27 | -0.181 | -0.189 | 0 | 0 | F | T | F |  | 2019-06-01 |  | F
2__MNEEB000 | 2__MNEEB000 | NPower Northern Supply Ltd | NEEB | G | YEP-NEE01 | _M | Yorkshire Electricity | DEFAULT__M |  | C | -0.0010646 | 0 | -127.178 | 0.6287 | 0.6218 | 0.27 | -79.957 | -79.079 | 0 | 0 | F | T | T |  | 2019-06-01 |  | F
2__MNEVA000 | NEVA_M | NEVADA ENERGY LIMITED | NEVA | G |  | _M | Yorkshire Electricity | DEFAULT__M |  | C | -0.0010646 | 0 | 0 | 0.488 | 0.4495 | 0.27 | 0 | 0 | 0 | 0 | F | T | F |  | 2019-06-01 |  | F
2__MNEWP000 | 2__MNEWP000 | Shell Energy Supply UK Ltd | NEWPORT | G |  | _M | Yorkshire Electricity | DEFAULT__M |  | C | -0.0010646 | 4.856 | -0.226 | 0.0539 | 0.0604 | 0.27 | -0.012 | -0.014 | 0.262 | 0.293 | F | T | F |  | 2019-06-01 |  | F
2__MNORW000 | 2__MNORW000 | E.ON Energy Solutions Limited | PGENERGY | G | YEP-NWP01 | _M | Yorkshire Electricity | DEFAULT__M |  | C | -0.0010646 | 0 | -2 | 0.6195 | 0.6193 | 0.27 | -1.239 | -1.239 | 0 | 0 | F | T | T |  | 2019-06-01 |  | F
2__MNUCE000 | 2__MNUCE000 | NDA | MAGNOX | G | YEP-MEC01 | _M | Yorkshire Electricity | DEFAULT__M |  | C | -0.0010646 | 0 | 0 | 0.488 | 0.4495 | 0.27 | 0 | 0 | 0 | 0 | F | T | F |  | 2019-06-01 |  | F
2__MOGAS000 | 2__MOGAS000 | British Gas Trading Ltd | BRITGAS | G |  | _M | Yorkshire Electricity | DEFAULT__M |  | C | -0.0010646 | 0 | -0.418 | 0.488 | 0.4495 | 0.27 | -0.204 | -0.188 | 0 | 0 | F | T | F |  | 2019-06-01 |  | F
2__MOPAL000 | 2__MOPAL000 | Avid Energy | OPAL0516 | G |  | _M | Yorkshire Electricity | DEFAULT__M |  | C | -0.0010646 | 0 | -1 | 0.3407 | 0.3504 | 0.27 | -0.341 | -0.35 | 0 | 0 | F | T | F |  | 2019-06-01 |  | F
2__MOREB000 | 2__MOREB000 | MoneyPlus Energy Limited | OREBA | G |  | _M | Yorkshire Electricity | DEFAULT__M |  | C | -0.0010646 | 0 | 0 | 0.488 | 0.4495 | 0.27 | 0 | 0 | 0 | 0 | F | T | F |  | 2019-06-01 |  | F
2__MOREG000 | OREG_M | OREGON ENERGY LIMITED | OREG | G |  | _M | Yorkshire Electricity | DEFAULT__M |  | C | -0.0010646 | 0 | 0 | 0.488 | 0.4495 | 0.27 | 0 | 0 | 0 | 0 | F | T | F |  | 2019-06-01 |  | F
2__MOSMI000 | 2__MOSMI000 | BRISTOL NRG TEC&SERV(SUPP) LTD | OSMIUM | G |  | _M | Yorkshire Electricity | DEFAULT__M |  | C | -0.0010646 | 1.208 | -2.404 | 0.6031 | 0.5855 | 0.27 | -1.45 | -1.408 | 0.729 | 0.707 | F | T | F |  | 2019-06-01 |  | F
2__MOVAL000 | 2__MOVAL000 | Oval Energy Limited | OVAL | G |  | _M | Yorkshire Electricity | DEFAULT__M |  | C | -0.0010646 | 0 | 0 | 0.488 | 0.4495 | 0.27 | 0 | 0 | 0 | 0 | F | T | F |  | 2019-06-01 |  | F
2__MOVOE000 | 2__MOVOE000 | OVO Electricity Ltd | OVOE | G |  | _M | Yorkshire Electricity | DEFAULT__M |  | C | -0.0010646 | 0 | -40.092 | 0.5797 | 0.6071 | 0.27 | -23.241 | -24.34 | 0 | 0 | F | T | F |  | 2019-07-03 |  | F
2__MOXPO000 | 2__MOXPO000 | Opus Energy Limited | OXFPOWER | G |  | _M | Yorkshire Electricity | DEFAULT__M |  | C | -0.0010646 | 0 | -39.8 | 0.6081 | 0.4644 | 0.27 | -24.202 | -18.483 | 0 | 0 | F | T | F |  | 2019-07-03 |  | F
2__MPADD000 | 2__MPADD000 | Paddington Power Limited | PADDINGT | G |  | _M | Yorkshire Electricity | DEFAULT__M |  | C | -0.0010646 | 0 | 0 | 0.488 | 0.4495 | 0.27 | 0 | 0 | 0 | 0 | F | T | F |  | 2019-06-01 |  | F
2__MPALL000 | 2__MPALL000 | Palladium Energy Supply Ltd | PALLAD | G |  | _M | Yorkshire Electricity | DEFAULT__M |  | C | -0.0010646 | 0 | 0 | 0.488 | 0.4495 | 0.27 | 0 | 0 | 0 | 0 | F | T | F |  | 2019-06-01 |  | F
2__MPERL000 | 2__MPERL000 | PERLE ENERGY LIMITED | PERLE | G |  | _M | Yorkshire Electricity | DEFAULT__M |  | C | -0.0010646 | 0 | 0 | 0.488 | 0.4495 | 0.27 | 0 | 0 | 0 | 0 | F | T | F |  | 2019-06-01 |  | F
2__MPGEN000 | 2__MPGEN000 | E.ON UK plc | POWERGEN | G | YEP-PGU01 | _M | Yorkshire Electricity | DEFAULT__M |  | C | -0.0010646 | 28 | -196 | 0.6021 | 0.2875 | 0.27 | -118.012 | -56.35 | 16.859 | 8.05 | F | T | T |  | 2019-06-01 |  | F
2__MPGEN001 | THORNHILL | E.ON UK plc | POWERGEN | S | YEP-PGU03 | _M | Yorkshire Electricity | DEFAULT__M | C | C | -0.0010646 | 50 | -6 | 0.0247 | 0.0101 | 0.27 | -0.148 | -0.061 | 1.235 | 0.505 | T | T | T |  | 2019-06-01 | F | T
2__MPGEN002 | CASTLEFORD | E.ON UK plc | POWERGEN | S | YEP-PGU02 | _M | Yorkshire Electricity | DEFAULT__M | C | C | -0.0010646 | 50 | -6 | 0.094 | 0.0538 | 0.27 | -0.564 | -0.323 | 4.7 | 2.69 | T | T | T |  | 2019-06-01 | F | T
2__MPILO000 | 2__MPILO000 | Tonik Energy Limited | PILO1015 | G |  | _M | Yorkshire Electricity | DEFAULT__M |  | C | -0.0010646 | 0 | -2.8 | 0.5331 | 0.5534 | 0.27 | -1.493 | -1.55 | 0 | 0 | F | T | F |  | 2019-06-01 |  | F
2__MPION000 | 2__MPION000 | Igloo Energy Supply Limited | PION1015 | G |  | _M | Yorkshire Electricity | DEFAULT__M |  | C | -0.0010646 | 0 | -0.5468 | 0.4107 | 0.4214 | 0.27 | -0.225 | -0.23 | 0 | 0 | F | T | F |  | 2019-06-01 |  | F
2__MPIRO000 | 2__MPIRO000 | Pirranello Energy Supply Ltd | PIRANELO | G |  | _M | Yorkshire Electricity | DEFAULT__M |  | C | -0.0010646 | 0 | 0 | 0.488 | 0.4495 | 0.27 | 0 | 0 | 0 | 0 | F | T | F |  | 2019-06-01 |  | F
2__MPOWQ000 | PowerQ_M | Hartree Partners Supply UK | POWQ | G |  | _M | Yorkshire Electricity | DEFAULT__M |  | C | -0.0010646 | 0 | 0 | 0.488 | 0.4495 | 0.27 | 0 | 0 | 0 | 0 | F | T | F |  | 2019-06-01 |  | F
2__MPROZ000 | PROZ_M | Dyce Energy Ltd | PROZ | G |  | _M | Yorkshire Electricity | DEFAULT__M |  | C | -0.0010646 | 0 | 0 | 0.488 | 0.4495 | 0.27 | 0 | 0 | 0 | 0 | F | T | F |  | 2019-06-01 |  | F
2__MPSUK000 | NPEC Yorkshire Area PSUK | Npower Limited | NPOWER01 | G |  | _M | Yorkshire Electricity | DEFAULT__M |  | C | -0.0010646 | 0 | -2.876 | 0.5748 | 0.5963 | 0.27 | -1.653 | -1.715 | 0 | 0 | F | T | F |  | 2019-06-01 |  | F
2__MPURE000 | 2__MPURE000 | Good Energy Limited | PURE | G |  | _M | Yorkshire Electricity | DEFAULT__M |  | C | -0.0010646 | 13.4 | -2.4 | -0.0319 | -0.3569 | 0.27 | 0.077 | 0.857 | -0.427 | -4.782 | F | T | F |  | 2019-06-01 |  | F
2__MPUTY000 | 2__MPUTY000 | Putney Energy Limited | PUTNEY | G |  | _M | Yorkshire Electricity | DEFAULT__M |  | C | -0.0010646 | 0 | 0 | 0.488 | 0.4495 | 0.27 | 0 | 0 | 0 | 0 | F | T | F |  | 2019-06-01 |  | F
2__MQEEN000 | 2__MQEEN000 | GoTo Energy (UK) Limited | QUEENS | G |  | _M | Yorkshire Electricity | DEFAULT__M |  | C | -0.0010646 | 0 | 0 | 0.488 | 0.4495 | 0.27 | 0 | 0 | 0 | 0 | F | T | F |  | 2019-06-01 |  | F
2__MRAYL000 | 2__MRAYL000 | Victory Energy Supply Limited | RAYLEIGH | G |  | _M | Yorkshire Electricity | DEFAULT__M |  | C | -0.0010646 | 0 | 0 | 0.488 | 0.4495 | 0.27 | 0 | 0 | 0 | 0 | F | T | F |  | 2019-06-01 |  | F
2__MREGE000 | 2__MREGE000 | Bulb Energy | REGENT | G |  | _M | Yorkshire Electricity | DEFAULT__M |  | C | -0.0010646 | 0 | -89 | 0.4911 | 0.51 | 0.27 | -43.708 | -45.39 | 0 | 0 | F | T | F |  | 2019-06-01 |  | F
2__MRENC000 | 2__MRENC000 | The Renewable Energy Co Ltd | RENC | G | YEP-RNW01 | _M | Yorkshire Electricity | DEFAULT__M |  | C | -0.0010646 | 0 | 0 | 0.488 | 0.4495 | 0.27 | 0 | 0 | 0 | 0 | F | T | F |  | 2019-06-01 |  | F
2__MRHOD000 | 2__MRHOD000 | Utilita Energy Limited | UTILITA | G |  | _M | Yorkshire Electricity | DEFAULT__M |  | C | -0.0010646 | 0 | -0.046 | 0.449 | 0.4706 | 0.27 | -0.021 | -0.022 | 0 | 0 | F | T | F |  | 2019-06-01 |  | F
2__MROSE000 | 2__MROSE000 | Gas & Power Ltd TA Gulf G & P | ROSE | G |  | _M | Yorkshire Electricity | DEFAULT__M |  | C | -0.0010646 | 0 | -0.618 | 0.575 | 0.5875 | 0.27 | -0.355 | -0.363 | 0 | 0 | F | T | F |  | 2019-06-01 |  | F
2__MRUTH000 | 2__MRUTH000 | Rutherford Energy Supply Ltd | RUTHRFRD | G |  | _M | Yorkshire Electricity | DEFAULT__M |  | C | -0.0010646 | 0 | 0 | 0.488 | 0.4495 | 0.27 | 0 | 0 | 0 | 0 | F | T | F |  | 2019-06-01 |  | F
2__MRWED000 | 2__MRWED000 | ENGIE Power Limited | RWETDL | G | YEP-GDF01 | _M | Yorkshire Electricity | DEFAULT__M |  | C | -0.0010646 | 0 | -200 | 0.7636 | 0.6258 | 0.27 | -152.72 | -125.16 | 0 | 0 | F | T | T |  | 2019-06-01 |  | F
2__MSANT000 | 2__MSANT000 | Nabuh Energy Limited | SANT1015 | G |  | _M | Yorkshire Electricity | DEFAULT__M |  | C | -0.0010646 | 0 | -1.616 | 0.5045 | 0.526 | 0.27 | -0.815 | -0.85 | 0 | 0 | F | T | F |  | 2019-06-01 |  | F
2__MSAPH000 | 2__MSAPH000 | ElectroRoute Energy Limited | SAPHIR | G |  | _M | Yorkshire Electricity | DEFAULT__M |  | C | -0.0010646 | 2.26 | 0 | 0.488 | 0.4495 | 0.27 | 0 | 0 | 0.61 | 0.61 | F | T | F |  | 2019-06-01 |  | F
2__MSATU000 | 2__MSATU000 | Satus Energy Limited | SATUS | G |  | _M | Yorkshire Electricity | DEFAULT__M |  | C | -0.0010646 | 0 | 0 | 0.488 | 0.4495 | 0.27 | 0 | 0 | 0 | 0 | F | T | F |  | 2019-06-01 |  | F
2__MSCAF000 | 2__MSCAF000 | Valda Energy Limited | SCAFELL | G |  | _M | Yorkshire Electricity | DEFAULT__M |  | C | -0.0010646 | 0 | 0 | 0.488 | 0.4495 | 0.27 | 0 | 0 | 0 | 0 | F | T | F |  | 2019-06-01 |  | F
2__MSEEB000 | 2__MSEEB000 | EDF Energy Customers Ltd | LENCO | G | YEP-SEE01 | _M | Yorkshire Electricity | DEFAULT__M |  | C | -0.0010646 | 0 | -4 | 0.7046 | 0.6206 | 0.27 | -2.818 | -2.482 | 0 | 0 | F | T | T |  | 2019-06-01 |  | F
2__MSEEE000 | 2__MSEEE000 | Shell Energy Europe Limited | SHELL2 | G |  | _M | Yorkshire Electricity | DEFAULT__M |  | C | -0.0010646 | 5 | -0.2 | 0.488 | 0.4495 | 0.27 | -0.098 | -0.09 | 2.44 | 2.248 | F | T | F |  | 2019-06-01 |  | F
2__MSIMC000 | 2__MSIMC000 | SIMCOE ENERGY LIMITED | SIMCOE | G |  | _M | Yorkshire Electricity | DEFAULT__M |  | C | -0.0010646 | 0 | 0 | 0.488 | 0.4495 | 0.27 | 0 | 0 | 0 | 0 | F | T | F |  | 2019-06-01 |  | F
2__MSING000 | SING_M | United Gas & Power Trading Ltd | SING | G |  | _M | Yorkshire Electricity | DEFAULT__M |  | C | -0.0010646 | 0 | -2.18 | 0.488 | 0.4495 | 0.27 | -1.064 | -0.98 | 0 | 0 | F | T | F |  | 2019-06-01 |  | F
2__MSINQ000 | Sinq_M | Sinq Power Ltd | SINQ | G |  | _M | Yorkshire Electricity | DEFAULT__M |  | C | -0.0010646 | 0 | -2.6 | 0.5908 | 0.4771 | 0.27 | -1.536 | -1.24 | 0 | 0 | F | T | F |  | 2019-06-01 |  | F
2__MSIRO000 | 2__MSIRO000 | Hudson Energy Supply UK Ltd | AMPERE | G |  | _M | Yorkshire Electricity | DEFAULT__M |  | C | -0.0010646 | 0 | -1 | 0.488 | 0.4495 | 0.27 | -0.488 | -0.45 | 0 | 0 | F | T | F |  | 2019-06-01 |  | F
2__MSKLN000 | 2__MSKLN000 | Skylane Energy Supply Ltd | SKYLANE | G |  | _M | Yorkshire Electricity | DEFAULT__M |  | C | -0.0010646 | 0 | 0 | 0.488 | 0.4495 | 0.27 | 0 | 0 | 0 | 0 | F | T | F |  | 2019-06-01 |  | F
2__MSLVR000 | 2__MSLVR000 | CNG Electricity Limited | SILVER | G |  | _M | Yorkshire Electricity | DEFAULT__M |  | C | -0.0010646 | 0.088 | -0.024 | 0.5 | 0.4889 | 0.27 | -0.012 | -0.012 | 0.044 | 0.043 | F | T | F |  | 2019-06-01 |  | F
2__MSMAR000 | 2__MSMAR000 | Smartestenergy Limited | SMARTEST | G | YEP-SEL01 | _M | Yorkshire Electricity | DEFAULT__M |  | C | -0.0010646 | 146 | -88 | 0.5926 | 0.2504 | 0.27 | -52.149 | -22.035 | 86.52 | 36.558 | F | T | T |  | 2019-06-01 |  | F
2__MSMAR001 | 2__MSMAR001 | Smartestenergy Limited | SMARTEST | S | AG-MSMA01 | _M | Yorkshire Electricity | DEFAULT__M |  | C | -0.0010646 | 50 | -50 | 0.488 | 0.4495 | 0.27 | -24.4 | -22.475 | 24.4 | 22.475 | F | T | T |  | 2019-07-17 | F | F
2__MSNFR000 | 2__MSNFR000 | Sunflower Energy Supply Ltd | SUNFLOWE | G |  | _M | Yorkshire Electricity | DEFAULT__M |  | C | -0.0010646 | 0 | 0 | 0.488 | 0.4495 | 0.27 | 0 | 0 | 0 | 0 | F | T | F |  | 2019-06-01 |  | F
2__MSOUT000 | SE SBMU1 - Yorkshire GSPG | SSE Electricity Limited | SWEL | G | YEP-STH01 | _M | Yorkshire Electricity | DEFAULT__M |  | C | -0.0010646 | 6 | -97.8 | 0.5664 | 0.5902 | 0.27 | -55.394 | -57.722 | 3.398 | 3.541 | F | T | T |  | 2019-06-01 |  | F
2__MSPAL000 | 2__MSPAL000 | Home Energy Trading Ltd | SPALT | G |  | _M | Yorkshire Electricity | DEFAULT__M |  | C | -0.0010646 | 0 | 0 | 0.488 | 0.4495 | 0.27 | 0 | 0 | 0 | 0 | F | T | F |  | 2019-06-01 |  | F
2__MSPOW000 | 2__MSPOW000 | SP Energy Retail Ltd | SPSUP01 | G | YEP-SPC01 | _M | Yorkshire Electricity | DEFAULT__M |  | C | -0.0010646 | 0 | -231.8 | 0.7593 | 0.6639 | 0.27 | -176.006 | -153.892 | 0 | 0 | F | T | T |  | 2019-06-01 |  | F
2__MSPRK000 | 2__MSPRK000 | OVO Electricity Ltd | OVOE | G |  | _M | Yorkshire Electricity | DEFAULT__M |  | C | -0.0010646 | 0 | -9.06 | 0.5824 | 0.6047 | 0.27 | -5.277 | -5.479 | 0 | 0 | F | T | F |  | 2019-06-01 |  | F
2__MSQKY000 | 2__MSQKY000 | Squeaky Clean Energy Limited | ESSL1015 | G |  | _M | Yorkshire Electricity | DEFAULT__M |  | C | -0.0010646 | 0 | 0 | 0.488 | 0.4495 | 0.27 | 0 | 0 | 0 | 0 | F | T | F |  | 2019-07-17 |  | F
2__MSTAT000 | STAT M Yorkshire | Statkraft Markets Gmbh | STATKRA1 | G |  | _M | Yorkshire Electricity | DEFAULT__M |  | C | -0.0010646 | 252 | -50 | 0.488 | 0.4495 | 0.27 | -24.4 | -22.475 | 122.976 | 113.274 | F | T | F |  | 2019-06-01 |  | F
2__MSWAE000 | SWA SBMU1 - Yorkshire GSPG | SSE Electricity Limited | SWEL | G | YEP-SWA01 | _M | Yorkshire Electricity | DEFAULT__M |  | C | -0.0010646 | 0 | -0.6 | 0.5847 | 0.6101 | 0.27 | -0.351 | -0.366 | 0 | 0 | F | T | T |  | 2019-06-01 |  | F
2__MSWDP000 | 2__MSWDP000 | Snowdrop Energy Supply Ltd | SNOWDROP | G |  | _M | Yorkshire Electricity | DEFAULT__M |  | C | -0.0010646 | 1.04 | 0 | 0.5163 | 0.5401 | 0.5235 | 0 | 0 | 0.544 | 0.544 | F | T | F |  | 2019-06-01 |  | F
2__MSWEB000 | SWEB Default BMUid YELG | EDF Energy Customers Ltd | LENCO | G | YEP-SWT01 | _M | Yorkshire Electricity | DEFAULT__M |  | C | -0.0010646 | 0 | -4 | 0.5899 | 0.6212 | 0.27 | -2.36 | -2.485 | 0 | 0 | F | T | T |  | 2019-06-01 |  | F
2__MSWEL000 | SWL SBMU1 - Yorkshire GSPG | SSE Electricity Limited | SWEL | G |  | _M | Yorkshire Electricity | DEFAULT__M |  | C | -0.0010646 | 0 | 0 | 0.488 | 0.4495 | 0.27 | 0 | 0 | 0 | 0 | F | T | F |  | 2019-06-01 |  | F
2__MSYMB000 | 2__MSYMB000 | Symbio Energy Ltd | SYMBIO18 | G | YEP-SYM01 | _M | Yorkshire Electricity | DEFAULT__M |  | C | -0.0010646 | 0 | -0.002 | 0.2692 | 0.2692 | 0.27 | -0.001 | -0.001 | 0 | 0 | F | T | T |  | 2019-06-01 |  | F
2__MTEMP000 | 2__MTEMP000 | Temple Energy Limited | TEMPLE | G |  | _M | Yorkshire Electricity | DEFAULT__M |  | C | -0.0010646 | 0 | 0 | 0.488 | 0.4495 | 0.27 | 0 | 0 | 0 | 0 | F | T | F |  | 2019-06-01 |  | F
2__MTEXA000 | TEXA_M | AVRO COMMERCIAL ENERGY | TEXA | G |  | _M | Yorkshire Electricity | DEFAULT__M |  | C | -0.0010646 | 0 | 0 | 0.488 | 0.4495 | 0.27 | 0 | 0 | 0 | 0 | F | T | F |  | 2019-06-01 |  | F
2__MTGPL000 | 2__MTGPL000 | Total Gas & Power Ltd | TFEGP | G | YEP-TFE01 | _M | Yorkshire Electricity | DEFAULT__M |  | C | -0.0010646 | 64 | -150 | 0.5952 | 0.3177 | 0.27 | -89.28 | -47.655 | 38.093 | 20.333 | F | T | T |  | 2019-06-01 |  | F
2__MTHLE000 | 2__MTHLE000 | Orbit Energy Limited | THISTLE | G |  | _M | Yorkshire Electricity | DEFAULT__M |  | C | -0.0010646 | 0 | 0 | 0.3717 | 0.3783 | 0.27 | 0 | 0 | 0 | 0 | F | T | F |  | 2019-06-01 |  | F
2__MTHRE000 | 2__MTHRE000 | Corona Energy Retail 4 Limited | SUPELEC3 | G |  | _M | Yorkshire Electricity | DEFAULT__M |  | C | -0.0010646 | 0 | -7 | 0.6037 | 0.4073 | 0.27 | -4.226 | -2.851 | 0 | 0 | F | T | F |  | 2019-06-01 |  | F
2__MTILL000 | 2__MTILL000 | TILLICUM ENERGY LIMITED | TILLICUM | G |  | _M | Yorkshire Electricity | DEFAULT__M |  | C | -0.0010646 | 0 | 0 | 0.488 | 0.4495 | 0.27 | 0 | 0 | 0 | 0 | F | T | F |  | 2019-06-01 |  | F
2__MTLWD000 | 2__MTLWD000 | BRUNTWOOD ENERGY SERVICES LTD | TAILWIND | G |  | _M | Yorkshire Electricity | DEFAULT__M |  | C | -0.0010646 | 0 | -1.46 | 0.5478 | 0.3291 | 0.27 | -0.8 | -0.48 | 0 | 0 | F | T | F |  | 2019-06-01 |  | F
2__MTNDO000 | 2__MTNDO000 | Pozitive Energy Limited | TORNADO | G |  | _M | Yorkshire Electricity | DEFAULT__M |  | C | -0.0010646 | 0 | -16.4 | 0.5467 | 0.3436 | 0.27 | -8.966 | -5.635 | 0 | 0 | F | T | F |  | 2019-06-01 |  | F
2__MTOGO000 | 2__MTOGO000 | TOGETHER ENERGY SUPPLY LIMITED | AZACCA | G |  | _M | Yorkshire Electricity | DEFAULT__M |  | C | -0.0010646 | 0 | 0 | 0.488 | 0.4495 | 0.27 | 0 | 0 | 0 | 0 | F | T | F |  | 2019-06-01 |  | F
2__MTONB000 | 2__MTONB000 | Tonik Energy Limited | PILO1015 | G |  | _M | Yorkshire Electricity | DEFAULT__M |  | C | -0.0010646 | 0 | 0 | 0.488 | 0.4495 | 0.27 | 0 | 0 | 0 | 0 | F | T | F |  | 2019-06-01 |  | F
2__MTOTO000 | 2__MTOTO000 | TOTO Energy Limited | COVENT | G |  | _M | Yorkshire Electricity | DEFAULT__M |  | C | -0.0010646 | 0 | 0 | 0.488 | 0.4495 | 0.27 | 0 | 0 | 0 | 0 | F | T | F |  | 2019-06-01 |  | F
2__MTRAM000 | Tramonto_M | Switch Business Gas and Power | TRAM | G |  | _M | Yorkshire Electricity | DEFAULT__M |  | C | -0.0010646 | 0 | -0.0207 | 0.4298 | 0.3281 | 0.27 | -0.009 | -0.007 | 0 | 0 | F | T | F |  | 2019-06-01 |  | F
2__MTREX000 | 2__MTREX000 | POWER4ALL Limited | POWER4 | G |  | _M | Yorkshire Electricity | DEFAULT__M |  | C | -0.0010646 | 0 | -20 | 0.7091 | 0.6757 | 0.27 | -14.182 | -13.514 | 0 | 0 | F | T | F |  | 2019-06-01 |  | F
2__MTULP000 | 2__MTULP000 | PURE PLANET LIMITED | TULIP | G |  | _M | Yorkshire Electricity | DEFAULT__M |  | C | -0.0010646 | 0 | -14 | 0.4352 | 0.455 | 0.27 | -6.093 | -6.37 | 0 | 0 | F | T | F |  | 2019-06-27 |  | F
2__MUKPR000 | UK_Power_Reserve_M | UK Power Reserve Limited | UKPR | G |  | _M | Yorkshire Electricity | DEFAULT__M |  | C | -0.0010646 | 92 | 0 | 0.0741 | 0.0441 | 0.0653 | 0 | 0 | 6.008 | 6.008 | F | T | F |  | 2019-06-01 |  | F
2__MVAVU000 | VAVU_M | Vavu Power Limited | VAVU | G |  | _M | Yorkshire Electricity | DEFAULT__M |  | C | -0.0010646 | 0 | 0 | 0.488 | 0.4495 | 0.27 | 0 | 0 | 0 | 0 | F | T | F |  | 2019-06-01 |  | F
2__MVERM000 | VERM_M | ENERGISE BRITAIN GAS & ELEC | VERM | G |  | _M | Yorkshire Electricity | DEFAULT__M |  | C | -0.0010646 | 0 | 0 | 0.488 | 0.4495 | 0.27 | 0 | 0 | 0 | 0 | F | T | F |  | 2019-06-01 |  | F
2__MVETS000 | VTS_GSP_M_012 | Vattenfall Energy Trading | VTS | G |  | _M | Yorkshire Electricity | DEFAULT__M |  | C | -0.0010646 | 47.74 | -3.359 | 0.1408 | 0.1785 | 0.1519 | -0.473 | -0.6 | 6.722 | 8.522 | F | T | F |  | 2019-06-01 |  | F
2__MVIPR000 | 2__MVIPR000 | Viper Energy Supply Ltd | VIPER | G |  | _M | Yorkshire Electricity | DEFAULT__M |  | C | -0.0010646 | 0 | 0 | 0.488 | 0.4495 | 0.27 | 0 | 0 | 0 | 0 | F | T | F |  | 2019-06-01 |  | F
2__MVIRG000 | VIRG_M | Green Energy Supply Limited | VIRG | G |  | _M | Yorkshire Electricity | DEFAULT__M |  | C | -0.0010646 | 0 | 0 | 0.488 | 0.4495 | 0.27 | 0 | 0 | 0 | 0 | F | T | F |  | 2019-06-01 |  | F
2__MVNGA000 | 2__MVNGA000 | Venga Energy Supply Ltd | VENGA | G |  | _M | Yorkshire Electricity | DEFAULT__M |  | C | -0.0010646 | 0 | 0 | 0.488 | 0.4495 | 0.27 | 0 | 0 | 0 | 0 | F | T | F |  | 2019-06-01 |  | F
2__MVNQT000 | 2__MVNQT000 | Vanquist Energy Supply Ltd | VANQUIST | G |  | _M | Yorkshire Electricity | DEFAULT__M |  | C | -0.0010646 | 0 | 0 | 0.488 | 0.4495 | 0.27 | 0 | 0 | 0 | 0 | F | T | F |  | 2019-06-01 |  | F
2__MVOLT000 | 2__MVOLT000 | Co-operative Energy Limited | VOLA | G |  | _M | Yorkshire Electricity | DEFAULT__M |  | C | -0.0010646 | 0.042 | -7.5902 | 0.5451 | 0.5688 | 0.27 | -4.137 | -4.317 | 0.023 | 0.024 | F | T | F |  | 2019-06-01 |  | F
2__MWASH000 | WASH_M | Utility Point Limited | WASH | G |  | _M | Yorkshire Electricity | DEFAULT__M |  | C | -0.0010646 | 0 | -4 | 0.4477 | 0.4675 | 0.27 | -1.791 | -1.87 | 0 | 0 | F | T | F |  | 2019-06-01 |  | F
2__MWILL000 | 2__MWILL000 | WILLAMETTE ENERGY LIMITED | WILLAMET | G |  | _M | Yorkshire Electricity | DEFAULT__M |  | C | -0.0010646 | 0 | 0 | 0.488 | 0.4495 | 0.27 | 0 | 0 | 0 | 0 | F | T | F |  | 2019-06-01 |  | F
2__MYELG000 | _M Default BM Yorkshire | NPower Yorkshire Supply Ltd | YE | G | YEP-YEP01 | _M | Yorkshire Electricity | DEFAULT__M |  | C | -0.0010646 | 0 | -163.52 | 0.5951 | 0.6173 | 0.27 | -97.311 | -100.941 | 0 | 0 | F | T | T |  | 2019-06-01 |  | F
2__MYNRG000 | 2__MYNRG000 | Daisy Energy Supply Ltd | DAISY | G |  | _M | Yorkshire Electricity | DEFAULT__M |  | C | -0.0010646 | 0 | 0 | 0.488 | 0.4495 | 0.27 | 0 | 0 | 0 | 0 | F | T | F |  | 2019-06-19 |  | F
2__MZPYR000 | 2__MZPYR000 | Green Network Energy Limited | ZEPHYR | G |  | _M | Yorkshire Electricity | DEFAULT__M |  | C | -0.0010646 | 0 | -14.34 | 0.5798 | 0.6047 | 0.27 | -8.314 | -8.671 | 0 | 0 | F | T | F |  | 2019-07-22 | F | F
2__MZYTH000 | 2__MZYTH000 | ZYTHOS ENERGY LIMITED | ZYTHOS | G |  | _M | Yorkshire Electricity | DEFAULT__M |  | C | -0.0010646 | 0 | 0 | 0.488 | 0.4495 | 0.27 | 0 | 0 | 0 | 0 | F | T | F |  | 2019-06-01 |  | F
2__NALAB000 | ALAB_N | ALABAMA ENERGY LIMITED | ALAB | G |  | _N | SOUTH of SCOTLAND GSP | DEFAULT__N |  | C | -0.007489 | 0 | 0 | 0.4601 | 0.4447 | 0.27 | 0 | 0 | 0 | 0 | F | T | F |  | 2019-06-01 |  | F
2__NALAS000 | ALAS_N | ALASKA ENERGY LIMITED | ALAS | G |  | _N | SOUTH of SCOTLAND GSP | DEFAULT__N |  | C | -0.007489 | 0 | 0 | 0.4601 | 0.4447 | 0.27 | 0 | 0 | 0 | 0 | F | T | F |  | 2019-06-01 |  | F
2__NALTI000 | 2__NALTI000 | Co-operative Energy Limited | VOLA | G |  | _N | SOUTH of SCOTLAND GSP | DEFAULT__N |  | C | -0.007489 | 0 | -2.2364 | 0.5342 | 0.5698 | 0.27 | -1.195 | -1.274 | 0 | 0 | F | T | F |  | 2019-06-01 |  | F
2__NANGE000 | 2__NANGE000 | Limejump Energy Limited | ANGEL | G |  | _N | SOUTH of SCOTLAND GSP | DEFAULT__N |  | C | -0.007489 | 15 | 0 | 0.4165 | 0.4085 | 0.4142 | 0 | 0 | 6.213 | 6.213 | F | T | F |  | 2019-06-01 |  | F
2__NANGE001 | 2_NANGE001 | Limejump Energy Limited | ANGEL | S | AG-NLIM01 | _N | SOUTH of SCOTLAND GSP | DEFAULT__N |  | C | -0.007489 | 50 | 0 | 0.4601 | 0.4447 | 0.27 | 0 | 0 | 13.5 | 13.5 | F | T | T |  | 2019-06-01 | F | F
2__NANGE002 | 2__NANGE002 | Limejump Energy Limited | ANGEL | S | AG-NLIM02 | _N | SOUTH of SCOTLAND GSP | DEFAULT__N |  | C | -0.007489 | 50 | 0 | 0.4601 | 0.4447 | 0.27 | 0 | 0 | 13.5 | 13.5 | F | T | T |  | 2019-06-01 | F | F
2__NARIZ000 | ARIZ_N | Simplicity Energy Limited | ARIZ | G |  | _N | SOUTH of SCOTLAND GSP | DEFAULT__N |  | C | -0.007489 | 0 | 0 | 0.4601 | 0.4447 | 0.27 | 0 | 0 | 0 | 0 | F | T | F |  | 2019-06-01 |  | F
2__NARRU000 | 2__NARRU000 | BlueGreen Energy Services | ARRUZZI | G |  | _N | SOUTH of SCOTLAND GSP | DEFAULT__N |  | C | -0.007489 | 0 | 0 | 0.4601 | 0.4447 | 0.27 | 0 | 0 | 0 | 0 | F | T | F |  | 2019-06-01 |  | F
2__NAVRO000 | AVRO_N | AVRO ENERGY LIMITED | AVRO | G |  | _N | SOUTH of SCOTLAND GSP | DEFAULT__N |  | C | -0.007489 | 0 | -6.249 | 0.4264 | 0.4529 | 0.27 | -2.665 | -2.83 | 0 | 0 | F | T | F |  | 2019-06-28 |  | F
2__NAXIS000 | 2__NAXIS000 | Axis Telecom Ltd | AXISTELE | G |  | _N | SOUTH of SCOTLAND GSP | DEFAULT__N |  | C | -0.007489 | 0 | 0 | 0.6014 | 0.5082 | 0.27 | 0 | 0 | 0 | 0 | F | T | F |  | 2019-06-01 |  | F
2__NAXPO000 | 2__NAXPO000 | AXPO UK LIMITED | EGLUK | G | SSC-AXPO1 | _N | SOUTH of SCOTLAND GSP | DEFAULT__N |  | C | -0.007489 | 48 | -8 | 0.1702 | 0.1763 | 0.27 | -1.362 | -1.41 | 8.17 | 8.462 | F | T | F |  | 2019-06-01 |  | F
2__NAZAC000 | 2__NAZAC000 | TOGETHER ENERGY SUPPLY LIMITED | AZACCA | G |  | _N | SOUTH of SCOTLAND GSP | DEFAULT__N |  | C | -0.007489 | 0 | 0 | 0.4601 | 0.4447 | 0.27 | 0 | 0 | 0 | 0 | F | T | F |  | 2019-06-01 |  | F
2__NBARB000 | 2__NBARB000 | Barbican Power Limited | BARBICAN | G |  | _N | SOUTH of SCOTLAND GSP | DEFAULT__N |  | C | -0.007489 | 0 | 0 | 0.4601 | 0.4447 | 0.27 | 0 | 0 | 0 | 0 | F | T | F |  | 2019-06-01 |  | F
2__NBAYS000 | 2__NBAYS000 | Bayswater Energy Limited | BAYSWATE | G |  | _N | SOUTH of SCOTLAND GSP | DEFAULT__N |  | C | -0.007489 | 0 | 0 | 0.4601 | 0.4447 | 0.27 | 0 | 0 | 0 | 0 | F | T | F |  | 2019-06-01 |  | F
2__NBCFC000 | 2__NBCFC000 | Octopus Energy Limited | MERCURY | G |  | _N | SOUTH of SCOTLAND GSP | DEFAULT__N |  | C | -0.007489 | 0 | 0 | 0.5667 | 0.6 | 0.27 | 0 | 0 | 0 | 0 | F | T | F |  | 2019-06-01 |  | F
2__NBELS000 | 2__NBELS000 | Belsize Energy Limited | BELSIZE | G |  | _N | SOUTH of SCOTLAND GSP | DEFAULT__N |  | C | -0.007489 | 0 | 0 | 0.4601 | 0.4447 | 0.27 | 0 | 0 | 0 | 0 | F | T | F |  | 2019-06-01 |  | F
2__NBETH000 | 2__NBETH000 | Mongoose Energy Supply Limited | BETHNAL | G |  | _N | SOUTH of SCOTLAND GSP | DEFAULT__N |  | C | -0.007489 | 0 | 0 | 0.4601 | 0.4447 | 0.27 | 0 | 0 | 0 | 0 | F | T | F |  | 2019-06-01 |  | F
2__NBGAS000 | 2__NBGAS000 | British Gas Trading Ltd | BRITGAS | G | SSC-BGS01 | _N | SOUTH of SCOTLAND GSP | DEFAULT__N |  | C | -0.007489 | 0 | -230.16 | 0.5078 | 0.544 | 0.27 | -116.875 | -125.207 | 0 | 0 | F | T | T |  | 2019-07-03 |  | F
2__NBIZZ000 | 2__NBIZZ000 | British Gas Trading Ltd | BRITGAS | G |  | _N | SOUTH of SCOTLAND GSP | DEFAULT__N |  | C | -0.007489 | 0 | -4 | 0.3896 | 0.2887 | 0.27 | -1.558 | -1.155 | 0 | 0 | F | T | F |  | 2019-06-01 |  | F
2__NBLBL000 | 2__NBLBL000 | Bluebell Energy Supply Ltd | BLUEBELL | G |  | _N | SOUTH of SCOTLAND GSP | DEFAULT__N |  | C | -0.007489 | 0 | 0 | 0.4601 | 0.4447 | 0.27 | 0 | 0 | 0 | 0 | F | T | F |  | 2019-06-01 |  | F
2__NBNRG000 | 2__NBNRG000 | Electricity Plus Supply Ltd | BAENERGY | G |  | _N | SOUTH of SCOTLAND GSP | DEFAULT__N |  | C | -0.007489 | 0 | -16.544 | 0.5384 | 0.5617 | 0.27 | -8.907 | -9.293 | 0 | 0 | F | T | F |  | 2019-06-01 |  | F
2__NBORE000 | 2__NBORE000 | Zebra Power Limited | BOR | G |  | _N | SOUTH of SCOTLAND GSP | DEFAULT__N |  | C | -0.007489 | 0 | -0.07 | 0.4959 | 0.5314 | 0.27 | -0.035 | -0.037 | 0 | 0 | F | T | F |  | 2019-06-01 |  | F
2__NBORO000 | 2__NBORO000 | Borough Energy Limited | BOROUGH | G |  | _N | SOUTH of SCOTLAND GSP | DEFAULT__N |  | C | -0.007489 | 0 | 0 | 0.4601 | 0.4447 | 0.27 | 0 | 0 | 0 | 0 | F | T | F |  | 2019-06-01 |  | F
2__NBPGM000 | 2__NBPGM000 | BP Gas Marketing Limited | BPGAS | G |  | _N | SOUTH of SCOTLAND GSP | DEFAULT__N |  | C | -0.007489 | 0 | 0 | 0.4601 | 0.4447 | 0.27 | 0 | 0 | 0 | 0 | F | T | F |  | 2019-06-01 |  | F
2__NBREZ000 | 2__NBREZ000 | Breeze Energy Supply Ltd | BREEZE | G |  | _N | SOUTH of SCOTLAND GSP | DEFAULT__N |  | C | -0.007489 | 0.212 | -0.14 | 0.4911 | 0.5316 | 0.27 | -0.069 | -0.074 | 0.104 | 0.113 | F | T | F |  | 2019-06-01 |  | F
2__NBRZE000 | 2__NBRZE000 | arto.energy Ltd | BRONZE | G |  | _N | SOUTH of SCOTLAND GSP | DEFAULT__N |  | C | -0.007489 | 0 | 0 | 0.4601 | 0.4447 | 0.27 | 0 | 0 | 0 | 0 | F | T | F |  | 2019-06-01 |  | F
2__NBULN000 | 2__NBULN000 | Bryt Energy Limited | BULLION | G |  | _N | SOUTH of SCOTLAND GSP | DEFAULT__N |  | C | -0.007489 | 0 | -14 | 0.7398 | 0.6918 | 0.27 | -10.357 | -9.685 | 0 | 0 | F | T | F |  | 2019-06-01 |  | F
2__NCALI000 | 2__NCALI000 | Callesti Energy Supply Limited | CALLESTI | G |  | _N | SOUTH of SCOTLAND GSP | DEFAULT__N |  | C | -0.007489 | 0 | 0 | 0.4601 | 0.4447 | 0.27 | 0 | 0 | 0 | 0 | F | T | F |  | 2019-06-01 |  | F
2__NCALL000 | 2__NCALL000 | SP Energy Retail Ltd | SPSUP01 | G |  | _N | SOUTH of SCOTLAND GSP | DEFAULT__N |  | C | -0.007489 | 0 | -11.6 | 0.6389 | 0.598 | 0.27 | -7.411 | -6.937 | 0 | 0 | F | T | F |  | 2019-06-01 |  | F
2__NCBRA000 | 2__NCBRA000 | Cabra Energy Supply Ltd | CABRA | G |  | _N | SOUTH of SCOTLAND GSP | DEFAULT__N |  | C | -0.007489 | 0 | 0 | 0.4601 | 0.4447 | 0.27 | 0 | 0 | 0 | 0 | F | T | F |  | 2019-06-01 |  | F
2__NCFWR000 | 2__NCFWR000 | Eddington Energy Supply Ltd | EDDINGTN | G |  | _N | SOUTH of SCOTLAND GSP | DEFAULT__N |  | C | -0.007489 | 0 | 0 | 0.4601 | 0.4447 | 0.27 | 0 | 0 | 0 | 0 | F | T | F |  | 2019-06-01 |  | F
2__NCILI000 | 2__NCILI000 | Cilleni Energy Supply Limited | CILLENI | G |  | _N | SOUTH of SCOTLAND GSP | DEFAULT__N |  | C | -0.007489 | 0 | 0 | 0.4601 | 0.4447 | 0.27 | 0 | 0 | 0 | 0 | F | T | F |  | 2019-06-01 |  | F
2__NCIRC000 | 2__NCIRC000 | Flow Energy Ltd | CIRCUIT | G |  | _N | SOUTH of SCOTLAND GSP | DEFAULT__N |  | C | -0.007489 | 0 | -9.986 | 0.5139 | 0.55 | 0.27 | -5.132 | -5.492 | 0 | 0 | F | T | F |  | 2019-06-01 |  | F
2__NCMRO000 | 2__NCMRO000 | Camaro Energy Supply Ltd | CAMARO | G |  | _N | SOUTH of SCOTLAND GSP | DEFAULT__N |  | C | -0.007489 | 0 | 0 | 0.4601 | 0.4447 | 0.27 | 0 | 0 | 0 | 0 | F | T | F |  | 2019-06-01 |  | F
2__NCNDL000 | 2__NCNDL000 | NEAS Energy Ltd. | CNDA | G |  | _N | SOUTH of SCOTLAND GSP | DEFAULT__N |  | C | -0.007489 | 224 | 0 | 0.2365 | 0.2489 | 0.2401 | 0 | 0 | 53.782 | 53.782 | F | T | F |  | 2019-06-01 |  | F
2__NCNRG000 | 2__NCNRG000 | Opus Energy (Corporate) Ltd | CHENERGY | G |  | _N | SOUTH of SCOTLAND GSP | DEFAULT__N |  | C | -0.007489 | 0 | -23.4 | 0.6811 | 0.5475 | 0.27 | -15.938 | -12.812 | 0 | 0 | F | T | F |  | 2019-07-03 |  | F
2__NCOLG000 | 2__NCOLG000 | Colgano Energy Supply Limited | COLGANO | G |  | _N | SOUTH of SCOTLAND GSP | DEFAULT__N |  | C | -0.007489 | 0 | 0 | 0.4601 | 0.4447 | 0.27 | 0 | 0 | 0 | 0 | F | T | F |  | 2019-06-01 |  | F
2__NCOLO000 | COLO_N | COLORADO ENERGY LIMITED | COLO | G |  | _N | SOUTH of SCOTLAND GSP | DEFAULT__N |  | C | -0.007489 | 0 | 0 | 0.4601 | 0.4447 | 0.27 | 0 | 0 | 0 | 0 | F | T | F |  | 2019-06-01 |  | F
2__NCOMT000 | 2__NCOMT000 | ENSTROGA Ltd | COMT1015 | G |  | _N | SOUTH of SCOTLAND GSP | DEFAULT__N |  | C | -0.007489 | 0 | -3.202 | 0.2008 | 0.1992 | 0.27 | -0.643 | -0.638 | 0 | 0 | F | T | F |  | 2019-06-01 |  | F
2__NCOOP000 | 2__NCOOP000 | I Supply Energy Limited | COOP | G |  | _N | SOUTH of SCOTLAND GSP | DEFAULT__N |  | C | -0.007489 | 0 | -5.68 | 0.5216 | 0.5572 | 0.27 | -2.963 | -3.165 | 0 | 0 | F | T | F |  | 2019-06-01 |  | F
2__NCOOP001 | ISEWIND_N | I Supply Energy Limited | COOP | S |  | _N | SOUTH of SCOTLAND GSP | DEFAULT__N |  | C | -0.007489 | 0 | 0 | 0.4601 | 0.4447 | 0.27 | 0 | 0 | 0 | 0 | F | T | F |  | 2019-06-01 | F | F
2__NCORE000 | 2__NCORE000 | Corona Energy Retail 4 Limited | SUPELEC3 | G |  | _N | SOUTH of SCOTLAND GSP | DEFAULT__N |  | C | -0.007489 | 0 | 0 | 0.4601 | 0.4447 | 0.27 | 0 | 0 | 0 | 0 | F | T | F |  | 2019-06-01 |  | F
2__NCOUL000 | 2__NCOUL000 | Coulomb Energy Supply Limited | COULOMB | G |  | _N | SOUTH of SCOTLAND GSP | DEFAULT__N |  | C | -0.007489 | 0 | 0 | 0.4601 | 0.4447 | 0.27 | 0 | 0 | 0 | 0 | F | T | F |  | 2019-06-01 |  | F
2__NCOVE000 | 2__NCOVE000 | TOTO Energy Limited | COVENT | G |  | _N | SOUTH of SCOTLAND GSP | DEFAULT__N |  | C | -0.007489 | 0 | -0.7 | 0.4832 | 0.5158 | 0.27 | -0.338 | -0.361 | 0 | 0 | F | T | F |  | 2019-06-01 |  | F
2__NCPPR000 | 2__NCPPR000 | Affect Energy Ltd | COPPER | G |  | _N | SOUTH of SCOTLAND GSP | DEFAULT__N |  | C | -0.007489 | 0 | 0 | 0.3714 | 0.3952 | 0.27 | 0 | 0 | 0 | 0 | F | T | F |  | 2019-06-01 |  | F
2__NCYCL000 | 2__NCYCL000 | Business Power & Gas Limited | CYCLONE | G |  | _N | SOUTH of SCOTLAND GSP | DEFAULT__N |  | C | -0.007489 | 0 | -3.085 | 0.4601 | 0.4447 | 0.27 | -1.419 | -1.372 | 0 | 0 | F | T | F |  | 2019-06-01 |  | F
2__NDESL000 | 2__NDESL000 | Daisy Energy Supply Ltd | DAISY | G |  | _N | SOUTH of SCOTLAND GSP | DEFAULT__N |  | C | -0.007489 | 0 | -0.406 | 0.4601 | 0.4447 | 0.27 | -0.187 | -0.181 | 0 | 0 | F | T | F |  | 2019-06-01 |  | F
2__NDFDL000 | 2__NDFDL000 | Tru Energy Limited | DAFFODIL | G |  | _N | SOUTH of SCOTLAND GSP | DEFAULT__N |  | C | -0.007489 | 0 | 0 | 0.4601 | 0.4447 | 0.27 | 0 | 0 | 0 | 0 | F | T | F |  | 2019-06-01 |  | F
2__NDIRA000 | 2__NDIRA000 | Social Energy Supply Ltd | DIRAC | G |  | _N | SOUTH of SCOTLAND GSP | DEFAULT__N |  | C | -0.007489 | 0 | -0.0003 | 0.4601 | 0.4447 | 0.27 | 0 | 0 | 0 | 0 | F | T | F |  | 2019-06-01 |  | F
2__NDNRG000 | 2__NDNRG000 | Donnington Energy Limited | DOENERGY | G |  | _N | SOUTH of SCOTLAND GSP | DEFAULT__N |  | C | -0.007489 | 0 | 0 | 0.4601 | 0.4447 | 0.27 | 0 | 0 | 0 | 0 | F | T | F |  | 2019-06-01 |  | F
2__NDRGI000 | UKHC_N | UK Healthcare Corporation Ltd | DENERGI1 | G |  | _N | SOUTH of SCOTLAND GSP | DEFAULT__N |  | C | -0.007489 | 0 | 0 | 0.4601 | 0.4447 | 0.27 | 0 | 0 | 0 | 0 | F | T | F |  | 2019-06-01 |  | F
2__NDUAL000 | 2__NDUAL000 | Dual Energy Direct Limited | DUALENER | G |  | _N | SOUTH of SCOTLAND GSP | DEFAULT__N |  | C | -0.007489 | 0 | -9.412 | 0.5866 | 0.4714 | 0.27 | -5.521 | -4.437 | 0 | 0 | F | T | F |  | 2019-06-01 |  | F
2__NEBES000 | 2__NEBES000 | BES Commercial Electricity Ltd | EBEA | G |  | _N | SOUTH of SCOTLAND GSP | DEFAULT__N |  | C | -0.007489 | 0 | -5.596 | 0.5984 | 0.4781 | 0.27 | -3.349 | -2.675 | 0 | 0 | F | T | F |  | 2019-06-01 |  | F
2__NECOA000 | 2__NECOA000 | British Gas Trading Ltd | BRITGAS | G |  | _N | SOUTH of SCOTLAND GSP | DEFAULT__N |  | C | -0.007489 | 25.63 | 0 | 0.0019 | 0.0019 | 0.0019 | 0 | 0 | 0.049 | 0.049 | F | T | F |  | 2019-06-01 |  | F
2__NECON000 | 2__NECON000 | Economy Power | ECON1 | G | SSC-ECO01 | _N | SOUTH of SCOTLAND GSP | DEFAULT__N |  | C | -0.007489 | 0 | 0 | 0.4601 | 0.4447 | 0.27 | 0 | 0 | 0 | 0 | F | T | T |  | 2019-06-01 |  | F
2__NECOT000 | 2__NECOT000 | The Renewable Energy Co Ltd | RENC | G |  | _N | SOUTH of SCOTLAND GSP | DEFAULT__N |  | C | -0.007489 | 0 | -4.18 | 0.693 | 0.6171 | 0.27 | -2.897 | -2.579 | 0 | 0 | F | T | F |  | 2019-06-01 |  | F
2__NEDDI000 | 2__NEDDI000 | Eddington Energy Supply Ltd | EDDINGTN | G |  | _N | SOUTH of SCOTLAND GSP | DEFAULT__N |  | C | -0.007489 | 0 | -4.2 | 0.4903 | 0.5214 | 0.27 | -2.059 | -2.19 | 0 | 0 | F | T | F |  | 2019-06-01 |  | F
2__NEDFE000 | EDFE_South Scotland | EDF Energy Customers Ltd | LENCO | G | SSC-EDF01 | _N | SOUTH of SCOTLAND GSP | DEFAULT__N |  | C | -0.007489 | 0 | 0 | 0.4601 | 0.4447 | 0.27 | 0 | 0 | 0 | 0 | F | T | T |  | 2019-06-01 |  | F
2__NEDGE000 | 2__NEDGE000 | Edgware Energy Limited | EDGWARE | G |  | _N | SOUTH of SCOTLAND GSP | DEFAULT__N |  | C | -0.007489 | 0 | 0 | 0.4601 | 0.4447 | 0.27 | 0 | 0 | 0 | 0 | F | T | F |  | 2019-06-01 |  | F
2__NEDIR000 | 2__NEDIR000 | British Gas Trading Ltd | BRITGAS | G | SSC-EDR01 | _N | SOUTH of SCOTLAND GSP | DEFAULT__N |  | C | -0.007489 | 0 | 0 | 0.4601 | 0.4447 | 0.27 | 0 | 0 | 0 | 0 | F | T | T |  | 2019-06-01 |  | F
2__NEELC000 | 2__NEELC000 | E.ON Energy Solutions Limited | PGENERGY | G |  | _N | SOUTH of SCOTLAND GSP | DEFAULT__N |  | C | -0.007489 | 0 | 0 | 0.4601 | 0.4447 | 0.27 | 0 | 0 | 0 | 0 | F | T | F |  | 2019-06-01 |  | F
2__NEENG000 | 2__NEENG000 | E.ON Energy Solutions Limited | PGENERGY | G | SSC-EST01 | _N | SOUTH of SCOTLAND GSP | DEFAULT__N |  | C | -0.007489 | 0 | -6 | 0.5411 | 0.5781 | 0.27 | -3.247 | -3.469 | 0 | 0 | F | T | T |  | 2019-06-01 |  | F
2__NEETL000 | EETL in East South Scotland | OVO Electricity Ltd | OVOE | G |  | _N | SOUTH of SCOTLAND GSP | DEFAULT__N |  | C | -0.007489 | 0 | 0 | 0.5294 | 0.5666 | 0.27 | 0 | 0 | 0 | 0 | F | T | F |  | 2019-06-01 |  | F
2__NEFLS000 | EFLS_N | Effortless Energy Ltd | EENERGY | G |  | _N | SOUTH of SCOTLAND GSP | DEFAULT__N |  | C | -0.007489 | 0 | -0.03 | 0.4601 | 0.4447 | 0.27 | -0.014 | -0.013 | 0 | 0 | F | T | F |  | 2019-06-01 |  | F
2__NEGDX000 | N_EGASELEC | E (GAS AND ELECTRICITY) LTD | LORM | G |  | _N | SOUTH of SCOTLAND GSP | DEFAULT__N |  | C | -0.007489 | 0 | 0 | 0.4601 | 0.4447 | 0.27 | 0 | 0 | 0 | 0 | F | T | F |  | 2019-06-01 |  | F
2__NEGML000 | EGML_N | ECO GREEN MANAGEMENT LIMITED | YGP1 | G |  | _N | SOUTH of SCOTLAND GSP | DEFAULT__N |  | C | -0.007489 | 0 | -0.0892 | 0.4601 | 0.4447 | 0.27 | -0.041 | -0.04 | 0 | 0 | F | T | F |  | 2019-06-01 |  | F
2__NELEC000 | Electraphase_N | ELECTRAPHASE LIMITED | EPHASE | G |  | _N | SOUTH of SCOTLAND GSP | DEFAULT__N |  | C | -0.007489 | 0 | -0.01 | 0.4601 | 0.4447 | 0.27 | -0.005 | -0.004 | 0 | 0 | F | T | F |  | 2019-06-01 |  | F
2__NEMEB000 | 2__NEMEB000 | E.ON Energy Solutions Limited | PGENERGY | G | SSC-PGE01 | _N | SOUTH of SCOTLAND GSP | DEFAULT__N |  | C | -0.007489 | 0 | -126 | 0.644 | 0.625 | 0.27 | -81.144 | -78.75 | 0 | 0 | F | T | T |  | 2019-06-01 |  | F
2__NEMZO000 | 2__NEMZO000 | Emzo Energy Supply Ltd | EMZO | G |  | _N | SOUTH of SCOTLAND GSP | DEFAULT__N |  | C | -0.007489 | 0 | 0 | 0.4601 | 0.4447 | 0.27 | 0 | 0 | 0 | 0 | F | T | F |  | 2019-06-01 |  | F
2__NENDC000 | 2__NENDC000 | EPG Energy Limited | EPGNRG | G |  | _N | SOUTH of SCOTLAND GSP | DEFAULT__N |  | C | -0.007489 | 0 | -1.7 | 0.4601 | 0.4447 | 0.27 | -0.782 | -0.756 | 0 | 0 | F | T | F |  | 2019-06-01 |  | F
2__NENDC001 | 2__NENDC001 | EPG Energy Limited | EPGNRG | S |  | _N | SOUTH of SCOTLAND GSP | DEFAULT__N |  | C | -0.007489 | 3.9 | 0 | 0.4601 | 0.4447 | 0.27 | 0 | 0 | 1.053 | 1.053 | F | T | F |  | 2019-06-01 | F | F
2__NENDC002 | 2__NENDC002 | EPG Energy Limited | EPGNRG | S |  | _N | SOUTH of SCOTLAND GSP | DEFAULT__N |  | C | -0.007489 | 0 | 0 | 0.4601 | 0.4447 | 0.27 | 0 | 0 | 0 | 0 | F | T | F |  | 2019-06-01 | F | F
2__NENEC000 | 2__NENEC000 | Eneco Energy Trade | ENECOUK | G |  | _N | SOUTH of SCOTLAND GSP | DEFAULT__N |  | C | -0.007489 | 21.6 | -4.27 | 0.0455 | 0.0786 | 0.27 | -0.194 | -0.336 | 0.983 | 1.698 | F | T | F |  | 2019-06-01 |  | F
2__NENER000 | 2__NENER000 | Simply Your Energy | SUPLENER | G |  | _N | SOUTH of SCOTLAND GSP | DEFAULT__N |  | C | -0.007489 | 0 | 0 | 0.4601 | 0.4447 | 0.27 | 0 | 0 | 0 | 0 | F | T | F |  | 2019-06-01 |  | F
2__NENGQ000 | EnergyQ_N | Eversmart Energy Ltd | ENGQ | G |  | _N | SOUTH of SCOTLAND GSP | DEFAULT__N |  | C | -0.007489 | 0 | 0 | 0.3838 | 0.4057 | 0.27 | 0 | 0 | 0 | 0 | F | T | F |  | 2019-06-01 |  | F
2__NENRD000 | 2__NENRD000 | British Gas Trading Ltd | BRITGAS | G | SSC-ENR01 | _N | SOUTH of SCOTLAND GSP | DEFAULT__N |  | C | -0.007489 | 108 | -116 | 0.4095 | 0.2588 | 0.27 | -47.502 | -30.021 | 44.226 | 27.95 | F | T | T |  | 2019-06-01 |  | F
2__NENRD002 | 2__NENRD002 | British Gas Trading Ltd | BRITGAS | S |  | _N | SOUTH of SCOTLAND GSP | DEFAULT__N |  | C | -0.007489 | 74.801 | -1 | 0.4601 | 0.4447 | 0.27 | -0.46 | -0.445 | 34.416 | 33.264 | F | T | F |  | 2019-06-01 | F | F
2__NENRG000 | 2__NENRG000 | Opus Energy Renewables Limited | EVENERGY | G |  | _N | SOUTH of SCOTLAND GSP | DEFAULT__N |  | C | -0.007489 | 16.48 | 0 | 0.1724 | 0.1543 | 0.1671 | 0 | 0 | 2.754 | 2.754 | F | T | F |  | 2019-06-01 |  | F
2__NENRG002 | ENRGN2 | Opus Energy Renewables Limited | EVENERGY | S |  | _N | SOUTH of SCOTLAND GSP | DEFAULT__N |  | C | -0.007489 | 34.9 | 0 | 0.2048 | 0.1887 | 0.2001 | 0 | 0 | 6.983 | 6.983 | F | T | F |  | 2019-06-01 | F | F
2__NEOND000 | 2__NEOND000 | E.ON Energy Solutions Limited | PGENERGY | G |  | _N | SOUTH of SCOTLAND GSP | DEFAULT__N |  | C | -0.007489 | 0 | -2 | 0.4601 | 0.4447 | 0.27 | -0.92 | -0.889 | 0 | 0 | F | T | F |  | 2019-06-01 |  | F
2__NEPHH000 | 2__NEPHH000 | Economy Power | ECON1 | G |  | _N | SOUTH of SCOTLAND GSP | DEFAULT__N |  | C | -0.007489 | 0 | 0 | 0.4601 | 0.4447 | 0.27 | 0 | 0 | 0 | 0 | F | T | F |  | 2019-06-01 |  | F
2__NEQUI000 | 2__NEQUI000 | Equinicity Ltd | EQUIN | G |  | _N | SOUTH of SCOTLAND GSP | DEFAULT__N |  | C | -0.007489 | 0 | 0 | 0.4601 | 0.4447 | 0.27 | 0 | 0 | 0 | 0 | F | T | F |  | 2019-06-19 |  | F
2__NESSL000 | 2__NESSL000 | Squeaky Clean Energy Limited | ESSL1015 | G |  | _N | SOUTH of SCOTLAND GSP | DEFAULT__N |  | C | -0.007489 | 0 | -14.508 | 0.4601 | 0.4447 | 0.27 | -6.675 | -6.452 | 0 | 0 | F | T | F |  | 2019-06-01 |  | F
2__NEURO000 | 2__NEURO000 | Robin Hood Energy Limited | EUROPA | G |  | _N | SOUTH of SCOTLAND GSP | DEFAULT__N |  | C | -0.007489 | 0 | -3.34 | 0.5121 | 0.5425 | 0.27 | -1.71 | -1.812 | 0 | 0 | F | T | F |  | 2019-06-01 |  | F
2__NEUST000 | 2__NEUST000 | Euston Energy Limited | EUSTON | G |  | _N | SOUTH of SCOTLAND GSP | DEFAULT__N |  | C | -0.007489 | 0 | 0 | 0.4601 | 0.4447 | 0.27 | 0 | 0 | 0 | 0 | F | T | F |  | 2019-06-01 |  | F
2__NEVER000 | 2__NEVER000 | Eversmart Energy Ltd | ENGQ | G |  | _N | SOUTH of SCOTLAND GSP | DEFAULT__N |  | C | -0.007489 | 0 | 0 | 0.4601 | 0.4447 | 0.27 | 0 | 0 | 0 | 0 | F | T | F |  | 2019-06-01 |  | F
2__NEXGL000 | Exelon_N | Exelon Generation Limited | EXGENLIM | G |  | _N | SOUTH of SCOTLAND GSP | DEFAULT__N |  | C | -0.007489 | 0 | 0 | 0.4601 | 0.4447 | 0.27 | 0 | 0 | 0 | 0 | F | T | F |  | 2019-06-01 |  | F
2__NFARA000 | 2__NFARA000 | URE Energy Limited | FARADAY | G |  | _N | SOUTH of SCOTLAND GSP | DEFAULT__N |  | C | -0.007489 | 0 | 0 | 0.4601 | 0.4447 | 0.27 | 0 | 0 | 0 | 0 | F | T | F |  | 2019-06-01 |  | F
2__NFARR000 | 2__NFARR000 | Farringdon Energy Limited | FARRINGD | G |  | _N | SOUTH of SCOTLAND GSP | DEFAULT__N |  | C | -0.007489 | 0 | 0 | 0.4601 | 0.4447 | 0.27 | 0 | 0 | 0 | 0 | F | T | F |  | 2019-06-01 |  | F
2__NFLEX000 | 2__NFLEX000 | Flexitricity Limited | FLEXTRCY | G |  | _N | SOUTH of SCOTLAND GSP | DEFAULT__N |  | C | -0.007489 | 0 | 0 | 0.4601 | 0.4447 | 0.27 | 0 | 0 | 0 | 0 | F | T | F |  | 2019-06-01 |  | F
2__NFNRG000 | 2__NFNRG000 | Farmoor Energy Limited | FRENERGY | G |  | _N | SOUTH of SCOTLAND GSP | DEFAULT__N |  | C | -0.007489 | 0 | 0 | 0.4601 | 0.4447 | 0.27 | 0 | 0 | 0 | 0 | F | T | F |  | 2019-06-01 |  | F
2__NFRST000 | 2__NFRST000 | Shell Energy Retail Limited | FRST01 | G |  | _N | SOUTH of SCOTLAND GSP | DEFAULT__N |  | C | -0.007489 | 0 | -18.164 | 0.4934 | 0.5281 | 0.27 | -8.962 | -9.592 | 0 | 0 | F | T | F |  | 2019-06-01 |  | F
2__NFSEN000 | 2__NFSEN000 | F & S Energy Ltd | FSE0001 | G |  | _N | SOUTH of SCOTLAND GSP | DEFAULT__N |  | C | -0.007489 | 4 | 0 | 0.1316 | 0.1417 | 0.1345 | 0 | 0 | 0.538 | 0.538 | F | T | F |  | 2019-06-01 |  | F
2__NFSEN001 | __NFSEN001 | F & S Energy Ltd | FSE0001 | S |  | _N | SOUTH of SCOTLAND GSP | DEFAULT__N |  | C | -0.007489 | 0 | 0 | 0.4601 | 0.4447 | 0.27 | 0 | 0 | 0 | 0 | F | T | F |  | 2019-06-01 | F | F
2__NFXGL000 | 2__NFXGL000 | Foxglove Energy Supply Ltd | FOXGLOVE | G |  | _N | SOUTH of SCOTLAND GSP | DEFAULT__N |  | C | -0.007489 | 0 | -3.7518 | 0.4941 | 0.5215 | 0.27 | -1.854 | -1.957 | 0 | 0 | F | T | F |  | 2019-06-01 |  | F
2__NGALE000 | 2__NGALE000 | PLANET 9 ENERGY LTD | GALENA | G |  | _N | SOUTH of SCOTLAND GSP | DEFAULT__N |  | C | -0.007489 | 0 | 0 | 0.4601 | 0.4447 | 0.27 | 0 | 0 | 0 | 0 | F | T | F |  | 2019-06-01 |  | F
2__NGANY000 | 2__NGANY000 | Solarplicity Supply Limited | GANYMEDE | G |  | _N | SOUTH of SCOTLAND GSP | DEFAULT__N |  | C | -0.007489 | 4 | -0.98 | 0.066 | 0.0099 | 0.0924 | -0.065 | -0.01 | 0.264 | 0.04 | F | T | F |  | 2019-06-01 |  | F
2__NGESL000 | 2__NGESL000 | SO Energy Trading Limited | GOLD | G |  | _N | SOUTH of SCOTLAND GSP | DEFAULT__N |  | C | -0.007489 | 0 | -9.11 | 0.4857 | 0.5199 | 0.27 | -4.425 | -4.736 | 0 | 0 | F | T | F |  | 2019-06-01 |  | F
2__NGETW000 | 2__NGETW000 | Utilita Energy Limited | UTILITA | G |  | _N | SOUTH of SCOTLAND GSP | DEFAULT__N |  | C | -0.007489 | 0 | -46 | 0.5232 | 0.5485 | 0.27 | -24.067 | -25.231 | 0 | 0 | F | T | F |  | 2019-06-01 |  | F
2__NGLDE000 | 2__NGLDE000 | Golders Energy Limited | GOLDERS | G |  | _N | SOUTH of SCOTLAND GSP | DEFAULT__N |  | C | -0.007489 | 0 | 0 | 0.4601 | 0.4447 | 0.27 | 0 | 0 | 0 | 0 | F | T | F |  | 2019-06-01 |  | F
2__NGMTR000 | 2__NGMTR000 | Gazprom M & T Retail Ltd | GMTR | G |  | _N | SOUTH of SCOTLAND GSP | DEFAULT__N |  | C | -0.007489 | 8.23 | -17 | 0.0585 | 0.5548 | 0.27 | -0.995 | -9.432 | 0.481 | 4.566 | F | T | F |  | 2019-06-01 |  | F
2__NGMTX000 | 2__NGMTX000 | Gazprom M & T Retail Ltd | GMTR | G |  | _N | SOUTH of SCOTLAND GSP | DEFAULT__N |  | C | -0.007489 | 0 | 0 | 0.4601 | 0.4447 | 0.27 | 0 | 0 | 0 | 0 | F | T | F |  | 2019-06-19 |  | F
2__NGNRG000 | 2__NGNRG000 | Green Energy (UK) Plc | GRNUKPLC | G |  | _N | SOUTH of SCOTLAND GSP | DEFAULT__N |  | C | -0.007489 | 0 | 0 | 0.516 | 0.4371 | 0.27 | 0 | 0 | 0 | 0 | F | T | F |  | 2019-06-01 |  | F
2__NGONG000 | 2__NGONG000 | Shell Energy Retail Limited | FRST01 | G |  | _N | SOUTH of SCOTLAND GSP | DEFAULT__N |  | C | -0.007489 | 0 | 0 | 0.291 | 0.3 | 0.27 | 0 | 0 | 0 | 0 | F | T | F |  | 2019-06-01 |  | F
2__NHAVE000 | 2__NHAVE000 | Haven Power Ltd | HAVEN | G | SSC-HVN01 | _N | SOUTH of SCOTLAND GSP | DEFAULT__N |  | C | -0.007489 | 113.094 | 0 | 0.4601 | 0.4447 | 0.27 | 0 | 0 | 30.535 | 30.535 | F | T | T |  | 2019-06-01 |  | F
2__NHAWK000 | 2__NHAWK000 | MAXEN POWER SUPPLY LIMITED | HAWKING | G |  | _N | SOUTH of SCOTLAND GSP | DEFAULT__N |  | C | -0.007489 | 0 | 0 | 0.4601 | 0.4447 | 0.27 | 0 | 0 | 0 | 0 | F | T | F |  | 2019-06-01 |  | F
2__NHOLB000 | 2__NHOLB000 | Holborn Energy Limited | HOLBORN | G |  | _N | SOUTH of SCOTLAND GSP | DEFAULT__N |  | C | -0.007489 | 0 | 0 | 0.4601 | 0.4447 | 0.27 | 0 | 0 | 0 | 0 | F | T | F |  | 2019-06-01 |  | F
2__NHOME000 | 2__NHOME000 | ENGIE Power Limited | RWETDL | G |  | _N | SOUTH of SCOTLAND GSP | DEFAULT__N |  | C | -0.007489 | 0 | -4 | 0.504 | 0.5394 | 0.27 | -2.016 | -2.158 | 0 | 0 | F | T | F |  | 2019-06-01 |  | F
2__NHPOW000 | 2__NHPOW000 | Haven Power Ltd | HAVEN | G | SSC-HPW01 | _N | SOUTH of SCOTLAND GSP | DEFAULT__N |  | C | -0.007489 | 52 | -74 | 0.7541 | 0.6539 | 0.27 | -55.803 | -48.389 | 39.213 | 34.003 | F | T | T |  | 2019-06-26 |  | F
2__NHPOW001 | __NHPOW001 | Haven Power Ltd | HAVEN | S |  | _N | SOUTH of SCOTLAND GSP | DEFAULT__N |  | C | -0.007489 | 18 | 0 | 0.4601 | 0.4447 | 0.27 | 0 | 0 | 4.86 | 4.86 | F | T | F |  | 2019-06-01 | F | F
2__NHPOW002 | __NHPOW002 | Haven Power Ltd | HAVEN | S |  | _N | SOUTH of SCOTLAND GSP | DEFAULT__N |  | C | -0.007489 | 108 | 0 | 0.4601 | 0.4447 | 0.27 | 0 | 0 | 29.16 | 29.16 | F | T | F |  | 2019-06-01 | F | F
2__NHUDG000 | 2__NHUDG000 | Hudson Energy Supply UK Ltd | AMPERE | G |  | _N | SOUTH of SCOTLAND GSP | DEFAULT__N |  | C | -0.007489 | 0 | 0 | 0.4601 | 0.4447 | 0.27 | 0 | 0 | 0 | 0 | F | T | F |  | 2019-06-01 |  | F
2__NHUDS000 | 2__NHUDS000 | Hudson Energy Supply UK Ltd | AMPERE | G |  | _N | SOUTH of SCOTLAND GSP | DEFAULT__N |  | C | -0.007489 | 0 | -14.982 | 0.6861 | 0.5371 | 0.27 | -10.279 | -8.047 | 0 | 0 | F | T | F |  | 2019-07-03 |  | F
2__NHYDE000 | HYDE South Scotland | SSE Electricity Limited | SWEL | G | SSC-SSE01 | _N | SOUTH of SCOTLAND GSP | DEFAULT__N |  | C | -0.007489 | 0 | -120.2 | 0.5178 | 0.5532 | 0.27 | -62.24 | -66.495 | 0 | 0 | F | T | T |  | 2019-06-01 |  | F
2__NIAMP000 | 2__NIAMP000 | AMPowerUK Ltd | INVE | G |  | _N | SOUTH of SCOTLAND GSP | DEFAULT__N |  | C | -0.007489 | 0 | 0 | 0.4601 | 0.4447 | 0.27 | 0 | 0 | 0 | 0 | F | T | F |  | 2019-06-01 |  | F
2__NIMPO000 | IMPO South Scotland | SSE Energy Supply Limited | SSE | G | SSC-ATL01 | _N | SOUTH of SCOTLAND GSP | DEFAULT__N |  | C | -0.007489 | 0 | -220.8 | 0.6807 | 0.5476 | 0.27 | -150.299 | -120.91 | 0 | 0 | F | T | T |  | 2019-06-01 |  | F
2__NINDE000 | INDE Scottish Power | Npower Direct Limited | NITTWO01 | G | SSC-INE01 | _N | SOUTH of SCOTLAND GSP | DEFAULT__N |  | C | -0.007489 | 0 | -8.89 | 0.5479 | 0.4269 | 0.27 | -4.871 | -3.795 | 0 | 0 | F | T | T |  | 2019-06-01 |  | F
2__NINVE000 | INVE_N | AMPowerUK Ltd | INVE | G |  | _N | SOUTH of SCOTLAND GSP | DEFAULT__N |  | C | -0.007489 | 0 | 0 | 0.4601 | 0.4447 | 0.27 | 0 | 0 | 0 | 0 | F | T | F |  | 2019-06-01 |  | F
2__NIRES000 | SSC-IRS01 | Octopus Energy Limited | MERCURY | G |  | _N | SOUTH of SCOTLAND GSP | DEFAULT__N |  | C | -0.007489 | 0 | 0 | 0.4601 | 0.4447 | 0.27 | 0 | 0 | 0 | 0 | F | T | F |  | 2019-07-17 |  | F
2__NIRID000 | 2__NIRID000 | PFP Energy Supplies Limited | IRIDIUM | G |  | _N | SOUTH of SCOTLAND GSP | DEFAULT__N |  | C | -0.007489 | 0 | -3.4 | 0.4394 | 0.4606 | 0.27 | -1.494 | -1.566 | 0 | 0 | F | T | F |  | 2019-06-01 |  | F
2__NJERE000 | 2__NJERE000 | Hudson Energy Supply UK Ltd | AMPERE | G | NJERE000 | _N | SOUTH of SCOTLAND GSP | DEFAULT__N |  | C | -0.007489 | 0 | -4 | 0.5287 | 0.567 | 0.27 | -2.115 | -2.268 | 0 | 0 | F | T | F |  | 2019-06-21 |  | F
2__NKENS000 | 2__NKENS000 | Kensington Power Limited | KENSINGT | G |  | _N | SOUTH of SCOTLAND GSP | DEFAULT__N |  | C | -0.007489 | 0 | -3.2 | 0.6369 | 0.4812 | 0.27 | -2.038 | -1.54 | 0 | 0 | F | T | F |  | 2019-06-01 |  | F
2__NLIGH000 | 2__NLIGH000 | MVV Environment Services Ltd | LIGHTNIN | G |  | _N | SOUTH of SCOTLAND GSP | DEFAULT__N |  | C | -0.007489 | 0 | 0 | 0.4601 | 0.4447 | 0.27 | 0 | 0 | 0 | 0 | F | T | F |  | 2019-06-01 |  | F
2__NLILY000 | 2__NLILY000 | Delta Gas And Power Ltd | LILY | G |  | _N | SOUTH of SCOTLAND GSP | DEFAULT__N |  | C | -0.007489 | 0 | 0 | 0.4601 | 0.4447 | 0.27 | 0 | 0 | 0 | 0 | F | T | F |  | 2019-06-01 |  | F
2__NLIME000 | 2__NLIME000 | Limejump Energy Limited | ANGEL | G |  | _N | SOUTH of SCOTLAND GSP | DEFAULT__N |  | C | -0.007489 | 0 | 0 | 0.4601 | 0.4447 | 0.27 | 0 | 0 | 0 | 0 | F | T | F |  | 2019-06-01 |  | F
2__NLOND000 | Default LOND BMU for _N | EDF Energy Customers Ltd | LENCO | G | SSC-LON01 | _N | SOUTH of SCOTLAND GSP | DEFAULT__N |  | C | -0.007489 | 0 | -450 | 0.6671 | 0.538 | 0.27 | -300.195 | -242.1 | 0 | 0 | F | T | T |  | 2019-06-01 |  | F
2__NLORM000 | Lorimer_N | E (GAS AND ELECTRICITY) LTD | LORM | G |  | _N | SOUTH of SCOTLAND GSP | DEFAULT__N |  | C | -0.007489 | 0 | -6.58 | 0.4926 | 0.5273 | 0.27 | -3.241 | -3.47 | 0 | 0 | F | T | F |  | 2019-07-01 |  | F
2__NLUME000 | 2__NLUME000 | GNERGY Limited | LUMA | G |  | _N | SOUTH of SCOTLAND GSP | DEFAULT__N |  | C | -0.007489 | 0 | 0 | 0.5297 | 0.5672 | 0.27 | 0 | 0 | 0 | 0 | F | T | F |  | 2019-06-01 |  | F
2__NLUMO000 | 2__NLUMO000 | OVO Electricity Ltd | OVOE | G |  | _N | SOUTH of SCOTLAND GSP | DEFAULT__N |  | C | -0.007489 | 0 | 0 | 0.4483 | 0.4762 | 0.27 | 0 | 0 | 0 | 0 | F | T | F |  | 2019-06-01 |  | F
2__NLVDR000 | 2__NLVDR000 | ESB ENERGY LTD | LAVENDER | G |  | _N | SOUTH of SCOTLAND GSP | DEFAULT__N |  | C | -0.007489 | 0 | -0.442 | 0.3532 | 0.3715 | 0.27 | -0.156 | -0.164 | 0 | 0 | F | T | F |  | 2019-06-01 |  | F
2__NMAEL000 | 2__NMAEL000 | MA Energy Limited | MA200308 | G |  | _N | SOUTH of SCOTLAND GSP | DEFAULT__N |  | C | -0.007489 | 0 | -0.8 | 0.6148 | 0.4362 | 0.27 | -0.492 | -0.349 | 0 | 0 | F | T | F |  | 2019-06-01 |  | F
2__NMAET000 | MA Energy Ltd | MA Energy Limited | MA200308 | G |  | _N | SOUTH of SCOTLAND GSP | DEFAULT__N |  | C | -0.007489 | 0 | 0 | 0.4601 | 0.4447 | 0.27 | 0 | 0 | 0 | 0 | F | T | F |  | 2019-06-01 |  | F
2__NMAGN000 | 2__NMAGN000 | Orsted Power Sales (UK) Ltd | MAGNETIC | G |  | _N | SOUTH of SCOTLAND GSP | DEFAULT__N |  | C | -0.007489 | 1 | -46 | 0.7586 | 0.6598 | 0.27 | -34.896 | -30.351 | 0.759 | 0.66 | F | T | F |  | 2019-06-01 |  | F
2__NMAIN000 | MAIN_N | e2m - energy trading ltd | MAIN | G |  | _N | SOUTH of SCOTLAND GSP | DEFAULT__N |  | C | -0.007489 | 0 | 0 | 0.4601 | 0.4447 | 0.27 | 0 | 0 | 0 | 0 | F | T | F |  | 2019-06-01 |  | F
2__NMANW000 | 2__NMANW000 | SP Energy Retail Ltd | SPSUP01 | G | SSC-MNW01 | _N | SOUTH of SCOTLAND GSP | DEFAULT__N |  | C | -0.007489 | 0 | -1 | 0.3473 | 0.302 | 0.27 | -0.347 | -0.302 | 0 | 0 | F | T | T |  | 2019-06-01 |  | F
2__NMARB000 | 2__NMARB000 | Marble Power Limited | MARBLE | G |  | _N | SOUTH of SCOTLAND GSP | DEFAULT__N |  | C | -0.007489 | 0 | -4 | 0.4008 | 0.3697 | 0.27 | -1.603 | -1.479 | 0 | 0 | F | T | F |  | 2019-06-01 |  | F
2__NMARI000 | 2__NMARI000 | LOGICOR ENERGY LTD | MARIGOLD | G |  | _N | SOUTH of SCOTLAND GSP | DEFAULT__N |  | C | -0.007489 | 0 | 0 | 0.4601 | 0.4447 | 0.27 | 0 | 0 | 0 | 0 | F | T | F |  | 2019-06-01 |  | F
2__NMATT000 | MATT_N | Mattina Limited | MATT | G |  | _N | SOUTH of SCOTLAND GSP | DEFAULT__N |  | C | -0.007489 | 0 | 0 | 0.4601 | 0.4447 | 0.27 | 0 | 0 | 0 | 0 | F | T | F |  | 2019-06-01 |  | F
2__NMIDE000 | NPEC Scottish Power Area MIDE | Npower Limited | NPOWER01 | G | SSC-MID01 | _N | SOUTH of SCOTLAND GSP | DEFAULT__N |  | C | -0.007489 | 0 | -6.562 | 0.5232 | 0.5586 | 0.27 | -3.433 | -3.666 | 0 | 0 | F | T | T |  | 2019-06-01 |  | F
2__NMINT000 | 2__NMINT000 | Toucan Energy Limited | MINT | G |  | _N | SOUTH of SCOTLAND GSP | DEFAULT__N |  | C | -0.007489 | 0 | 0 | 0.4601 | 0.4447 | 0.27 | 0 | 0 | 0 | 0 | F | T | F |  | 2019-06-01 |  | F
2__NMISS000 | MISS_N | MISSISSIPPI ENERGY LIMITED | MISS | G |  | _N | SOUTH of SCOTLAND GSP | DEFAULT__N |  | C | -0.007489 | 0 | 0 | 0.4601 | 0.4447 | 0.27 | 0 | 0 | 0 | 0 | F | T | F |  | 2019-06-01 |  | F
2__NMONT000 | 2__NMONT000 | Monument Energy Limited | MONUMENT | G |  | _N | SOUTH of SCOTLAND GSP | DEFAULT__N |  | C | -0.007489 | 0 | -4.8 | 0.4733 | 0.4952 | 0.27 | -2.272 | -2.377 | 0 | 0 | F | T | F |  | 2019-06-01 |  | F
2__NMRCY000 | 2__NMRCY000 | Octopus Energy Limited | MERCURY | G |  | _N | SOUTH of SCOTLAND GSP | DEFAULT__N |  | C | -0.007489 | 0 | -30.149 | 0.4147 | 0.4414 | 0.27 | -12.503 | -13.308 | 0 | 0 | F | T | F |  | 2019-06-01 |  | F
2__NMTRL000 | 2__NMTRL000 | BROOK GREEN TRADING LIMITED | MISTRAL | G |  | _N | SOUTH of SCOTLAND GSP | DEFAULT__N |  | C | -0.007489 | 0 | -4.8 | 0.6241 | 0.576 | 0.27 | -2.996 | -2.765 | 0 | 0 | F | T | F |  | 2019-06-17 |  | F
2__NNATP000 | NPEC Scottish Power Area NATP | Npower Limited | NPOWER01 | G | SSC-NPE01 | _N | SOUTH of SCOTLAND GSP | DEFAULT__N |  | C | -0.007489 | 0 | -229.254 | 0.7223 | 0.6511 | 0.27 | -165.59 | -149.267 | 0 | 0 | F | T | T |  | 2019-06-01 |  | F
2__NNCKL000 | 2__NNCKL000 | SSE Electricity Limited | SWEL | G |  | _N | SOUTH of SCOTLAND GSP | DEFAULT__N |  | C | -0.007489 | 0 | -0.24 | 0.4964 | 0.5293 | 0.27 | -0.119 | -0.127 | 0 | 0 | F | T | F |  | 2019-06-01 |  | F
2__NNEEB000 | Scottish Power | NPower Northern Supply Ltd | NEEB | G | SSC-NEE01 | _N | SOUTH of SCOTLAND GSP | DEFAULT__N |  | C | -0.007489 | 0 | -57.516 | 0.5568 | 0.5714 | 0.27 | -32.025 | -32.865 | 0 | 0 | F | T | T |  | 2019-06-01 |  | F
2__NNEVA000 | NEVA_N | NEVADA ENERGY LIMITED | NEVA | G |  | _N | SOUTH of SCOTLAND GSP | DEFAULT__N |  | C | -0.007489 | 0 | 0 | 0.4601 | 0.4447 | 0.27 | 0 | 0 | 0 | 0 | F | T | F |  | 2019-06-01 |  | F
2__NNEWP000 | 2__NNEWP000 | Shell Energy Supply UK Ltd | NEWPORT | G |  | _N | SOUTH of SCOTLAND GSP | DEFAULT__N |  | C | -0.007489 | 17.044 | -4.236 | 0.1427 | 0.1609 | 0.27 | -0.604 | -0.682 | 2.432 | 2.742 | F | T | F |  | 2019-06-01 |  | F
2__NNORW000 | 2__NNORW000 | E.ON Energy Solutions Limited | PGENERGY | G |  | _N | SOUTH of SCOTLAND GSP | DEFAULT__N |  | C | -0.007489 | 0 | -2 | 0.6317 | 0.6119 | 0.27 | -1.263 | -1.224 | 0 | 0 | F | T | F |  | 2019-06-01 |  | F
2__NNUCE000 | 2__NNUCE000 | NDA | MAGNOX | G |  | _N | SOUTH of SCOTLAND GSP | DEFAULT__N |  | C | -0.007489 | 0 | 0 | 0.4601 | 0.4447 | 0.27 | 0 | 0 | 0 | 0 | F | T | F |  | 2019-06-01 |  | F
2__NOGAS000 | 2__NOGAS000 | British Gas Trading Ltd | BRITGAS | G |  | _N | SOUTH of SCOTLAND GSP | DEFAULT__N |  | C | -0.007489 | 0 | -0.064 | 0.4601 | 0.4447 | 0.27 | -0.029 | -0.028 | 0 | 0 | F | T | F |  | 2019-06-01 |  | F
2__NOPAL000 | 2__NOPAL000 | Avid Energy | OPAL0516 | G |  | _N | SOUTH of SCOTLAND GSP | DEFAULT__N |  | C | -0.007489 | 0 | -3.1 | 0.3087 | 0.3191 | 0.27 | -0.957 | -0.989 | 0 | 0 | F | T | F |  | 2019-06-01 |  | F
2__NOREB000 | 2__NOREB000 | MoneyPlus Energy Limited | OREBA | G |  | _N | SOUTH of SCOTLAND GSP | DEFAULT__N |  | C | -0.007489 | 0 | 0 | 0.4601 | 0.4447 | 0.27 | 0 | 0 | 0 | 0 | F | T | F |  | 2019-06-01 |  | F
2__NOREG000 | OREG_N | OREGON ENERGY LIMITED | OREG | G |  | _N | SOUTH of SCOTLAND GSP | DEFAULT__N |  | C | -0.007489 | 0 | 0 | 0.4601 | 0.4447 | 0.27 | 0 | 0 | 0 | 0 | F | T | F |  | 2019-06-01 |  | F
2__NOSMI000 | 2__NOSMI000 | BRISTOL NRG TEC&SERV(SUPP) LTD | OSMIUM | G |  | _N | SOUTH of SCOTLAND GSP | DEFAULT__N |  | C | -0.007489 | 0.526 | -1.606 | 0.4026 | 0.4046 | 0.27 | -0.647 | -0.65 | 0.212 | 0.213 | F | T | F |  | 2019-06-01 |  | F
2__NOVAL000 | 2__NOVAL000 | Oval Energy Limited | OVAL | G |  | _N | SOUTH of SCOTLAND GSP | DEFAULT__N |  | C | -0.007489 | 0 | 0 | 0.4601 | 0.4447 | 0.27 | 0 | 0 | 0 | 0 | F | T | F |  | 2019-06-01 |  | F
2__NOVOE000 | 2__NOVOE000 | OVO Electricity Ltd | OVOE | G |  | _N | SOUTH of SCOTLAND GSP | DEFAULT__N |  | C | -0.007489 | 0 | -28.262 | 0.5122 | 0.5476 | 0.27 | -14.476 | -15.476 | 0 | 0 | F | T | F |  | 2019-07-10 |  | F
2__NOXPO000 | 2__NOXPO000 | Opus Energy Limited | OXFPOWER | G |  | _N | SOUTH of SCOTLAND GSP | DEFAULT__N |  | C | -0.007489 | 0 | -32.34 | 0.601 | 0.4776 | 0.27 | -19.436 | -15.446 | 0 | 0 | F | T | F |  | 2019-07-03 |  | F
2__NPADD000 | 2__NPADD000 | Paddington Power Limited | PADDINGT | G |  | _N | SOUTH of SCOTLAND GSP | DEFAULT__N |  | C | -0.007489 | 0 | 0 | 0.4601 | 0.4447 | 0.27 | 0 | 0 | 0 | 0 | F | T | F |  | 2019-06-01 |  | F
2__NPALL000 | 2__NPALL000 | Palladium Energy Supply Ltd | PALLAD | G |  | _N | SOUTH of SCOTLAND GSP | DEFAULT__N |  | C | -0.007489 | 0 | 0 | 0.4601 | 0.4447 | 0.27 | 0 | 0 | 0 | 0 | F | T | F |  | 2019-06-01 |  | F
2__NPERL000 | 2__NPERL000 | PERLE ENERGY LIMITED | PERLE | G |  | _N | SOUTH of SCOTLAND GSP | DEFAULT__N |  | C | -0.007489 | 0 | 0 | 0.4601 | 0.4447 | 0.27 | 0 | 0 | 0 | 0 | F | T | F |  | 2019-06-01 |  | F
2__NPGEN000 | 2__NPGEN000 | E.ON UK plc | POWERGEN | G | SSC-PGU01 | _N | SOUTH of SCOTLAND GSP | DEFAULT__N |  | C | -0.007489 | 160.173 | -72 | 0.002 | 0.1119 | 0.27 | -0.144 | -8.057 | 0.32 | 17.923 | F | T | T |  | 2019-06-01 |  | F
2__NPILO000 | 2__NPILO000 | Tonik Energy Limited | PILO1015 | G |  | _N | SOUTH of SCOTLAND GSP | DEFAULT__N |  | C | -0.007489 | 0 | -2.06 | 0.4481 | 0.4758 | 0.27 | -0.923 | -0.98 | 0 | 0 | F | T | F |  | 2019-06-01 |  | F
2__NPION000 | 2__NPION000 | Igloo Energy Supply Limited | PION1015 | G |  | _N | SOUTH of SCOTLAND GSP | DEFAULT__N |  | C | -0.007489 | 0 | -0.253 | 0.2538 | 0.2577 | 0.27 | -0.064 | -0.065 | 0 | 0 | F | T | F |  | 2019-06-01 |  | F
2__NPIRO000 | 2__NPIRO000 | Pirranello Energy Supply Ltd | PIRANELO | G |  | _N | SOUTH of SCOTLAND GSP | DEFAULT__N |  | C | -0.007489 | 0 | 0 | 0.4601 | 0.4447 | 0.27 | 0 | 0 | 0 | 0 | F | T | F |  | 2019-06-01 |  | F
2__NPOWQ000 | PowerQ_N | Hartree Partners Supply UK | POWQ | G |  | _N | SOUTH of SCOTLAND GSP | DEFAULT__N |  | C | -0.007489 | 0 | 0 | 0.4601 | 0.4447 | 0.27 | 0 | 0 | 0 | 0 | F | T | F |  | 2019-06-01 |  | F
2__NPROZ000 | PROZ_N | Dyce Energy Ltd | PROZ | G |  | _N | SOUTH of SCOTLAND GSP | DEFAULT__N |  | C | -0.007489 | 0 | 0 | 0.4601 | 0.4447 | 0.27 | 0 | 0 | 0 | 0 | F | T | F |  | 2019-06-01 |  | F
2__NPSUK000 | NPEC Scottish Power Area PSUK | Npower Limited | NPOWER01 | G |  | _N | SOUTH of SCOTLAND GSP | DEFAULT__N |  | C | -0.007489 | 0 | -2.358 | 0.4866 | 0.5179 | 0.27 | -1.147 | -1.221 | 0 | 0 | F | T | F |  | 2019-06-01 |  | F
2__NPURE000 | 2__NPURE000 | Good Energy Limited | PURE | G |  | _N | SOUTH of SCOTLAND GSP | DEFAULT__N |  | C | -0.007489 | 18.1 | -0.9 | -2.4801 | -2.5467 | 0.27 | 2.232 | 2.292 | -44.89 | -46.095 | F | T | F |  | 2019-06-01 |  | F
2__NPUTY000 | 2__NPUTY000 | Putney Energy Limited | PUTNEY | G |  | _N | SOUTH of SCOTLAND GSP | DEFAULT__N |  | C | -0.007489 | 0 | 0 | 0.4601 | 0.4447 | 0.27 | 0 | 0 | 0 | 0 | F | T | F |  | 2019-06-01 |  | F
2__NQEEN000 | 2__NQEEN000 | GoTo Energy (UK) Limited | QUEENS | G |  | _N | SOUTH of SCOTLAND GSP | DEFAULT__N |  | C | -0.007489 | 0 | 0 | 0.4601 | 0.4447 | 0.27 | 0 | 0 | 0 | 0 | F | T | F |  | 2019-06-01 |  | F
2__NRAYL000 | 2__NRAYL000 | Victory Energy Supply Limited | RAYLEIGH | G |  | _N | SOUTH of SCOTLAND GSP | DEFAULT__N |  | C | -0.007489 | 0 | 0 | 0.4601 | 0.4447 | 0.27 | 0 | 0 | 0 | 0 | F | T | F |  | 2019-06-01 |  | F
2__NREGE000 | 2__NREGE000 | Bulb Energy | REGENT | G |  | _N | SOUTH of SCOTLAND GSP | DEFAULT__N |  | C | -0.007489 | 0 | -79.445 | 0.4325 | 0.4566 | 0.27 | -34.36 | -36.275 | 0 | 0 | F | T | F |  | 2019-06-01 |  | F
2__NRENC000 | 2__NRENC000 | The Renewable Energy Co Ltd | RENC | G |  | _N | SOUTH of SCOTLAND GSP | DEFAULT__N |  | C | -0.007489 | 0 | 0 | 0.4601 | 0.4447 | 0.27 | 0 | 0 | 0 | 0 | F | T | F |  | 2019-06-01 |  | F
2__NRHOD000 | 2__NRHOD000 | Utilita Energy Limited | UTILITA | G |  | _N | SOUTH of SCOTLAND GSP | DEFAULT__N |  | C | -0.007489 | 1.5 | -13 | 0.5041 | 0.5307 | 0.27 | -6.553 | -6.899 | 0.756 | 0.796 | F | T | F |  | 2019-06-01 |  | F
2__NROSE000 | 2__NROSE000 | Gas & Power Ltd TA Gulf G & P | ROSE | G |  | _N | SOUTH of SCOTLAND GSP | DEFAULT__N |  | C | -0.007489 | 0 | -0.522 | 0.4601 | 0.4447 | 0.27 | -0.24 | -0.232 | 0 | 0 | F | T | F |  | 2019-06-01 |  | F
2__NRUTH000 | 2__NRUTH000 | Rutherford Energy Supply Ltd | RUTHRFRD | G |  | _N | SOUTH of SCOTLAND GSP | DEFAULT__N |  | C | -0.007489 | 0 | 0 | 0.4601 | 0.4447 | 0.27 | 0 | 0 | 0 | 0 | F | T | F |  | 2019-06-01 |  | F
2__NRWED000 | 2__NRWED000 | ENGIE Power Limited | RWETDL | G | SSC-GDF01 | _N | SOUTH of SCOTLAND GSP | DEFAULT__N |  | C | -0.007489 | 106 | -56 | 0.4364 | 0.279 | 0.27 | -24.438 | -15.624 | 46.258 | 29.574 | F | T | T |  | 2019-06-01 |  | F
2__NSANT000 | 2__NSANT000 | Nabuh Energy Limited | SANT1015 | G |  | _N | SOUTH of SCOTLAND GSP | DEFAULT__N |  | C | -0.007489 | 0 | -0.718 | 0.4483 | 0.4771 | 0.27 | -0.322 | -0.343 | 0 | 0 | F | T | F |  | 2019-06-01 |  | F
2__NSAPH000 | 2__NSAPH000 | ElectroRoute Energy Limited | SAPHIR | G |  | _N | SOUTH of SCOTLAND GSP | DEFAULT__N |  | C | -0.007489 | 0 | 0 | 0.4601 | 0.4447 | 0.27 | 0 | 0 | 0 | 0 | F | T | F |  | 2019-06-01 |  | F
2__NSATU000 | 2__NSATU000 | Satus Energy Limited | SATUS | G |  | _N | SOUTH of SCOTLAND GSP | DEFAULT__N |  | C | -0.007489 | 0 | 0 | 0.4601 | 0.4447 | 0.27 | 0 | 0 | 0 | 0 | F | T | F |  | 2019-06-01 |  | F
2__NSCAF000 | 2__NSCAF000 | Valda Energy Limited | SCAFELL | G |  | _N | SOUTH of SCOTLAND GSP | DEFAULT__N |  | C | -0.007489 | 0 | 0 | 0.4601 | 0.4447 | 0.27 | 0 | 0 | 0 | 0 | F | T | F |  | 2019-06-01 |  | F
2__NSEEB000 | Default SEEB BMU for _N | EDF Energy Customers Ltd | LENCO | G | SSC-SEE01 | _N | SOUTH of SCOTLAND GSP | DEFAULT__N |  | C | -0.007489 | 0 | -4 | 0.7234 | 0.6145 | 0.27 | -2.894 | -2.458 | 0 | 0 | F | T | T |  | 2019-06-01 |  | F
2__NSEEE000 | 2__NSEEE000 | Shell Energy Europe Limited | SHELL2 | G |  | _N | SOUTH of SCOTLAND GSP | DEFAULT__N |  | C | -0.007489 | 0 | -4 | 0.4601 | 0.4447 | 0.27 | -1.84 | -1.779 | 0 | 0 | F | T | F |  | 2019-06-01 |  | F
2__NSIMC000 | 2__NSIMC000 | SIMCOE ENERGY LIMITED | SIMCOE | G |  | _N | SOUTH of SCOTLAND GSP | DEFAULT__N |  | C | -0.007489 | 0 | 0 | 0.4601 | 0.4447 | 0.27 | 0 | 0 | 0 | 0 | F | T | F |  | 2019-06-01 |  | F
2__NSING000 | SING_N | United Gas & Power Trading Ltd | SING | G |  | _N | SOUTH of SCOTLAND GSP | DEFAULT__N |  | C | -0.007489 | 0 | -0.64 | 0.4601 | 0.4447 | 0.27 | -0.294 | -0.285 | 0 | 0 | F | T | F |  | 2019-06-01 |  | F
2__NSINQ000 | Sinq_N | Sinq Power Ltd | SINQ | G |  | _N | SOUTH of SCOTLAND GSP | DEFAULT__N |  | C | -0.007489 | 0 | -12.1 | 0.5857 | 0.4649 | 0.27 | -7.087 | -5.625 | 0 | 0 | F | T | F |  | 2019-07-18 |  | F
2__NSIRO000 | 2__NSIRO000 | Hudson Energy Supply UK Ltd | AMPERE | G |  | _N | SOUTH of SCOTLAND GSP | DEFAULT__N |  | C | -0.007489 | 0 | 0 | 0.4601 | 0.4447 | 0.27 | 0 | 0 | 0 | 0 | F | T | F |  | 2019-06-01 |  | F
2__NSKLN000 | 2__NSKLN000 | Skylane Energy Supply Ltd | SKYLANE | G |  | _N | SOUTH of SCOTLAND GSP | DEFAULT__N |  | C | -0.007489 | 0 | 0 | 0.4601 | 0.4447 | 0.27 | 0 | 0 | 0 | 0 | F | T | F |  | 2019-06-01 |  | F
2__NSLVR000 | 2__NSLVR000 | CNG Electricity Limited | SILVER | G |  | _N | SOUTH of SCOTLAND GSP | DEFAULT__N |  | C | -0.007489 | 0.01 | -0.002 | 0.4601 | 0.4447 | 0.27 | -0.001 | -0.001 | 0.005 | 0.004 | F | T | F |  | 2019-06-01 |  | F
2__NSMAR000 | 2__NSMAR000 | Smartestenergy Limited | SMARTEST | G | SSC-SEL01 | _N | SOUTH of SCOTLAND GSP | DEFAULT__N |  | C | -0.007489 | 72 | -42 | 0.3138 | 0.1429 | 0.27 | -13.18 | -6.002 | 22.594 | 10.289 | F | T | T |  | 2019-06-01 |  | F
2__NSMAR001 | Additional BM Unit GSP_N | Smartestenergy Limited | SMARTEST | S | DNBAR-1 | _N | SOUTH of SCOTLAND GSP | DEFAULT__N |  | C | -0.007489 | 36 | 0 | 0.4601 | 0.4447 | 0.27 | 0 | 0 | 9.72 | 9.72 | F | T | T |  | 2019-06-01 | F | F
2__NSMAR002 | 2__NSMAR002 | Smartestenergy Limited | SMARTEST | S | AG-NSMA01 | _N | SOUTH of SCOTLAND GSP | DEFAULT__N |  | C | -0.007489 | 50 | -50 | 0.4601 | 0.4447 | 0.27 | -23.005 | -22.235 | 23.005 | 22.235 | F | T | T |  | 2019-07-17 | F | F
2__NSNFR000 | 2__NSNFR000 | Sunflower Energy Supply Ltd | SUNFLOWE | G |  | _N | SOUTH of SCOTLAND GSP | DEFAULT__N |  | C | -0.007489 | 0 | 0 | 0.4601 | 0.4447 | 0.27 | 0 | 0 | 0 | 0 | F | T | F |  | 2019-06-01 |  | F
2__NSOUT000 | SOUT South Scotland | SSE Electricity Limited | SWEL | G | SSC-STH01 | _N | SOUTH of SCOTLAND GSP | DEFAULT__N |  | C | -0.007489 | 6 | -2 | 0.4722 | 0.5036 | 0.27 | -0.944 | -1.007 | 2.833 | 3.022 | F | T | T |  | 2019-06-01 |  | F
2__NSPAL000 | 2__NSPAL000 | Home Energy Trading Ltd | SPALT | G |  | _N | SOUTH of SCOTLAND GSP | DEFAULT__N |  | C | -0.007489 | 0 | 0 | 0.4601 | 0.4447 | 0.27 | 0 | 0 | 0 | 0 | F | T | F |  | 2019-06-01 |  | F
2__NSPOW000 | 2__NSPOW000 | SP Energy Retail Ltd | SPSUP01 | G | SSC-SPC01 | _N | SOUTH of SCOTLAND GSP | DEFAULT__N |  | C | -0.007489 | 118.2 | -603.4 | 0.6441 | 0.6224 | 0.27 | -388.65 | -375.556 | 76.133 | 73.568 | F | T | T |  | 2019-06-01 |  | F
2__NSPRK000 | 2__NSPRK000 | OVO Electricity Ltd | OVOE | G |  | _N | SOUTH of SCOTLAND GSP | DEFAULT__N |  | C | -0.007489 | 0 | -6.06 | 0.5252 | 0.557 | 0.27 | -3.183 | -3.375 | 0 | 0 | F | T | F |  | 2019-06-01 |  | F
2__NSQKY000 | 2__NSQKY000 | Squeaky Clean Energy Limited | ESSL1015 | G |  | _N | SOUTH of SCOTLAND GSP | DEFAULT__N |  | C | -0.007489 | 0 | 0 | 0.4601 | 0.4447 | 0.27 | 0 | 0 | 0 | 0 | F | T | F |  | 2019-07-17 |  | F
2__NSTAT000 | STAT N South Scotland | Statkraft Markets Gmbh | STATKRA1 | G |  | _N | SOUTH of SCOTLAND GSP | DEFAULT__N |  | C | -0.007489 | 210 | 0 | 0.1661 | 0.1488 | 0.161 | 0 | 0 | 33.81 | 33.81 | F | T | F |  | 2019-06-01 |  | F
2__NSWAE000 | SWAE South Scotland | SSE Electricity Limited | SWEL | G | SSC-SWA01 | _N | SOUTH of SCOTLAND GSP | DEFAULT__N |  | C | -0.007489 | 0 | -0.2 | 0.15 | 0.15 | 0.27 | -0.03 | -0.03 | 0 | 0 | F | T | F |  | 2019-06-01 |  | F
2__NSWDP000 | 2__NSWDP000 | Snowdrop Energy Supply Ltd | SNOWDROP | G |  | _N | SOUTH of SCOTLAND GSP | DEFAULT__N |  | C | -0.007489 | 0.022 | 0 | 0.44 | 0.46 | 0.46 | 0 | 0 | 0.01 | 0.01 | F | T | F |  | 2019-06-01 |  | F
2__NSWEB000 | Default SWEB BMU for _N | EDF Energy Customers Ltd | LENCO | G | SSC-SWT01 | _N | SOUTH of SCOTLAND GSP | DEFAULT__N |  | C | -0.007489 | 0 | 0 | 0.4601 | 0.4447 | 0.27 | 0 | 0 | 0 | 0 | F | T | T |  | 2019-06-01 |  | F
2__NSWEL000 | SWL SBMU1 - S Scotland GSPG | SSE Electricity Limited | SWEL | G |  | _N | SOUTH of SCOTLAND GSP | DEFAULT__N |  | C | -0.007489 | 0 | 0 | 0.4601 | 0.4447 | 0.27 | 0 | 0 | 0 | 0 | F | T | F |  | 2019-06-01 |  | F
2__NSYMB000 | 2__NSYMB000 | Symbio Energy Ltd | SYMBIO18 | G | SSC-SYM01 | _N | SOUTH of SCOTLAND GSP | DEFAULT__N |  | C | -0.007489 | 0 | 0 | 0.4601 | 0.4447 | 0.27 | 0 | 0 | 0 | 0 | F | T | T |  | 2019-06-01 |  | F
2__NTEMP000 | 2__NTEMP000 | Temple Energy Limited | TEMPLE | G |  | _N | SOUTH of SCOTLAND GSP | DEFAULT__N |  | C | -0.007489 | 0 | 0 | 0.4601 | 0.4447 | 0.27 | 0 | 0 | 0 | 0 | F | T | F |  | 2019-06-01 |  | F
2__NTEXA000 | TEXA_N | AVRO COMMERCIAL ENERGY | TEXA | G |  | _N | SOUTH of SCOTLAND GSP | DEFAULT__N |  | C | -0.007489 | 0 | 0 | 0.4601 | 0.4447 | 0.27 | 0 | 0 | 0 | 0 | F | T | F |  | 2019-06-01 |  | F
2__NTGPL000 | 2__NTGPL000 | Total Gas & Power Ltd | TFEGP | G | SSC-TFE01 | _N | SOUTH of SCOTLAND GSP | DEFAULT__N |  | C | -0.007489 | 4 | -112 | 0.7173 | 0.5726 | 0.27 | -80.338 | -64.131 | 2.869 | 2.29 | F | T | F |  | 2019-06-01 |  | F
2__NTHLE000 | 2__NTHLE000 | Orbit Energy Limited | THISTLE | G |  | _N | SOUTH of SCOTLAND GSP | DEFAULT__N |  | C | -0.007489 | 0 | 0 | 0.3789 | 0.4053 | 0.27 | 0 | 0 | 0 | 0 | F | T | F |  | 2019-06-01 |  | F
2__NTHRE000 | 2__NTHRE000 | Corona Energy Retail 4 Limited | SUPELEC3 | G |  | _N | SOUTH of SCOTLAND GSP | DEFAULT__N |  | C | -0.007489 | 0 | -7 | 0.6019 | 0.4179 | 0.27 | -4.213 | -2.925 | 0 | 0 | F | T | F |  | 2019-06-01 |  | F
2__NTILL000 | 2__NTILL000 | TILLICUM ENERGY LIMITED | TILLICUM | G |  | _N | SOUTH of SCOTLAND GSP | DEFAULT__N |  | C | -0.007489 | 0 | 0 | 0.4601 | 0.4447 | 0.27 | 0 | 0 | 0 | 0 | F | T | F |  | 2019-06-01 |  | F
2__NTLWD000 | 2__NTLWD000 | BRUNTWOOD ENERGY SERVICES LTD | TAILWIND | G |  | _N | SOUTH of SCOTLAND GSP | DEFAULT__N |  | C | -0.007489 | 0 | -0.024 | 0.5154 | 0.3846 | 0.27 | -0.012 | -0.009 | 0 | 0 | F | T | F |  | 2019-06-01 |  | F
2__NTNDO000 | 2__NTNDO000 | Pozitive Energy Limited | TORNADO | G |  | _N | SOUTH of SCOTLAND GSP | DEFAULT__N |  | C | -0.007489 | 0 | -5.3 | 0.52 | 0.4172 | 0.27 | -2.756 | -2.211 | 0 | 0 | F | T | F |  | 2019-06-01 |  | F
2__NTOGO000 | 2__NTOGO000 | TOGETHER ENERGY SUPPLY LIMITED | AZACCA | G |  | _N | SOUTH of SCOTLAND GSP | DEFAULT__N |  | C | -0.007489 | 0 | 0 | 0.4601 | 0.4447 | 0.27 | 0 | 0 | 0 | 0 | F | T | F |  | 2019-06-01 |  | F
2__NTONB000 | 2__NTONB000 | Tonik Energy Limited | PILO1015 | G |  | _N | SOUTH of SCOTLAND GSP | DEFAULT__N |  | C | -0.007489 | 0 | 0 | 0.4601 | 0.4447 | 0.27 | 0 | 0 | 0 | 0 | F | T | F |  | 2019-06-01 |  | F
2__NTOTO000 | 2__NTOTO000 | TOTO Energy Limited | COVENT | G |  | _N | SOUTH of SCOTLAND GSP | DEFAULT__N |  | C | -0.007489 | 0 | 0 | 0.4601 | 0.4447 | 0.27 | 0 | 0 | 0 | 0 | F | T | F |  | 2019-06-01 |  | F
2__NTRAM000 | Tramonto_N | Switch Business Gas and Power | TRAM | G |  | _N | SOUTH of SCOTLAND GSP | DEFAULT__N |  | C | -0.007489 | 0 | -0.0023 | 0.4578 | 0.3444 | 0.27 | -0.001 | -0.001 | 0 | 0 | F | T | F |  | 2019-06-01 |  | F
2__NTREX000 | 2__NTREX000 | POWER4ALL Limited | POWER4 | G |  | _N | SOUTH of SCOTLAND GSP | DEFAULT__N |  | C | -0.007489 | 0 | -15.2 | 0.7116 | 0.7143 | 0.27 | -10.816 | -10.857 | 0 | 0 | F | T | F |  | 2019-06-01 |  | F
2__NTULP000 | 2__NTULP000 | PURE PLANET LIMITED | TULIP | G |  | _N | SOUTH of SCOTLAND GSP | DEFAULT__N |  | C | -0.007489 | 0 | -11.394 | 0.3415 | 0.36 | 0.27 | -3.891 | -4.102 | 0 | 0 | F | T | F |  | 2019-06-27 |  | F
2__NUKPR000 | UK_Power_Reserve_N | UK Power Reserve Limited | UKPR | G |  | _N | SOUTH of SCOTLAND GSP | DEFAULT__N |  | C | -0.007489 | 0 | 0 | 0.4601 | 0.4447 | 0.27 | 0 | 0 | 0 | 0 | F | T | F |  | 2019-06-01 |  | F
2__NVAVU000 | VAVU_N | Vavu Power Limited | VAVU | G |  | _N | SOUTH of SCOTLAND GSP | DEFAULT__N |  | C | -0.007489 | 0 | 0 | 0.4601 | 0.4447 | 0.27 | 0 | 0 | 0 | 0 | F | T | F |  | 2019-06-01 |  | F
2__NVERM000 | VERM_N | ENERGISE BRITAIN GAS & ELEC | VERM | G |  | _N | SOUTH of SCOTLAND GSP | DEFAULT__N |  | C | -0.007489 | 0 | 0 | 0.4601 | 0.4447 | 0.27 | 0 | 0 | 0 | 0 | F | T | F |  | 2019-06-01 |  | F
2__NVETS000 | VTS_GSP_N_013 | Vattenfall Energy Trading | VTS | G |  | _N | SOUTH of SCOTLAND GSP | DEFAULT__N |  | C | -0.007489 | 30 | 0 | 0.1528 | 0.1236 | 0.1442 | 0 | 0 | 4.326 | 4.326 | F | T | F |  | 2019-06-01 |  | F
2__NVIPR000 | 2__NVIPR000 | Viper Energy Supply Ltd | VIPER | G |  | _N | SOUTH of SCOTLAND GSP | DEFAULT__N |  | C | -0.007489 | 0 | 0 | 0.4601 | 0.4447 | 0.27 | 0 | 0 | 0 | 0 | F | T | F |  | 2019-06-01 |  | F
2__NVIRG000 | VIRG_N | Green Energy Supply Limited | VIRG | G |  | _N | SOUTH of SCOTLAND GSP | DEFAULT__N |  | C | -0.007489 | 0 | 0 | 0.4601 | 0.4447 | 0.27 | 0 | 0 | 0 | 0 | F | T | F |  | 2019-06-01 |  | F
2__NVNGA000 | 2__NVNGA000 | Venga Energy Supply Ltd | VENGA | G |  | _N | SOUTH of SCOTLAND GSP | DEFAULT__N |  | C | -0.007489 | 0 | 0 | 0.4601 | 0.4447 | 0.27 | 0 | 0 | 0 | 0 | F | T | F |  | 2019-06-01 |  | F
2__NVNQT000 | 2__NVNQT000 | Vanquist Energy Supply Ltd | VANQUIST | G |  | _N | SOUTH of SCOTLAND GSP | DEFAULT__N |  | C | -0.007489 | 0 | 0 | 0.4601 | 0.4447 | 0.27 | 0 | 0 | 0 | 0 | F | T | F |  | 2019-06-01 |  | F
2__NVOLT000 | 2__NVOLT000 | Co-operative Energy Limited | VOLA | G |  | _N | SOUTH of SCOTLAND GSP | DEFAULT__N |  | C | -0.007489 | 0.528 | -3.426 | 0.5229 | 0.5577 | 0.27 | -1.791 | -1.911 | 0.276 | 0.294 | F | T | F |  | 2019-06-01 |  | F
2__NWASH000 | WASH_N | Utility Point Limited | WASH | G |  | _N | SOUTH of SCOTLAND GSP | DEFAULT__N |  | C | -0.007489 | 0 | -4 | 0.3968 | 0.4191 | 0.27 | -1.587 | -1.676 | 0 | 0 | F | T | F |  | 2019-06-01 |  | F
2__NWILL000 | 2__NWILL000 | WILLAMETTE ENERGY LIMITED | WILLAMET | G |  | _N | SOUTH of SCOTLAND GSP | DEFAULT__N |  | C | -0.007489 | 0 | 0 | 0.4601 | 0.4447 | 0.27 | 0 | 0 | 0 | 0 | F | T | F |  | 2019-06-01 |  | F
2__NYELG000 | _N Default BM Scottish Power | NPower Yorkshire Supply Ltd | YE | G | SSC-YEP01 | _N | SOUTH of SCOTLAND GSP | DEFAULT__N |  | C | -0.007489 | 0 | -0.034 | 0.6 | 0.6333 | 0.27 | -0.02 | -0.022 | 0 | 0 | F | T | T |  | 2019-06-01 |  | F
2__NYNRG000 | 2__NYNRG000 | Daisy Energy Supply Ltd | DAISY | G |  | _N | SOUTH of SCOTLAND GSP | DEFAULT__N |  | C | -0.007489 | 0 | 0 | 0.4601 | 0.4447 | 0.27 | 0 | 0 | 0 | 0 | F | T | F |  | 2019-06-19 |  | F
2__NZPYR000 | 2__NZPYR000 | Green Network Energy Limited | ZEPHYR | G |  | _N | SOUTH of SCOTLAND GSP | DEFAULT__N |  | C | -0.007489 | 0 | -11.8 | 0.5094 | 0.5451 | 0.27 | -6.011 | -6.432 | 0 | 0 | F | T | F |  | 2019-07-22 | F | F
2__NZYTH000 | 2__NZYTH000 | ZYTHOS ENERGY LIMITED | ZYTHOS | G |  | _N | SOUTH of SCOTLAND GSP | DEFAULT__N |  | C | -0.007489 | 0 | 0 | 0.4601 | 0.4447 | 0.27 | 0 | 0 | 0 | 0 | F | T | F |  | 2019-06-01 |  | F
2__PALAB000 | ALAB_P | ALABAMA ENERGY LIMITED | ALAB | G |  | _P | NORTH of SCOTLAND GSP | DEFAULT__P |  | C | -0.018832 | 0 | 0 | 0.4319 | 0.4193 | 0.27 | 0 | 0 | 0 | 0 | F | T | F |  | 2019-06-01 |  | F
2__PALAS000 | ALAS_P | ALASKA ENERGY LIMITED | ALAS | G |  | _P | NORTH of SCOTLAND GSP | DEFAULT__P |  | C | -0.018832 | 0 | 0 | 0.4319 | 0.4193 | 0.27 | 0 | 0 | 0 | 0 | F | T | F |  | 2019-06-01 |  | F
2__PALTI000 | 2__PALTI000 | Co-operative Energy Limited | VOLA | G |  | _P | NORTH of SCOTLAND GSP | DEFAULT__P |  | C | -0.018832 | 0 | -0.4612 | 0.5022 | 0.5428 | 0.27 | -0.232 | -0.25 | 0 | 0 | F | T | F |  | 2019-06-01 |  | F
2__PANGE000 | 2__PANGE000 | Limejump Energy Limited | ANGEL | G |  | _P | NORTH of SCOTLAND GSP | DEFAULT__P |  | C | -0.018832 | 26.2 | 0 | 0.3158 | 0.3271 | 0.3191 | 0 | 0 | 8.36 | 8.36 | F | T | F |  | 2019-06-01 |  | F
2__PANGE001 | 2__PANGE001 | Limejump Energy Limited | ANGEL | S |  | _P | NORTH of SCOTLAND GSP | DEFAULT__P |  | C | -0.018832 | 50 | 0 | 0.4319 | 0.4193 | 0.27 | 0 | 0 | 13.5 | 13.5 | F | T | F |  | 2019-06-01 | F | F
2__PARIZ000 | ARIZ_P | Simplicity Energy Limited | ARIZ | G |  | _P | NORTH of SCOTLAND GSP | DEFAULT__P |  | C | -0.018832 | 0 | 0 | 0.4319 | 0.4193 | 0.27 | 0 | 0 | 0 | 0 | F | T | F |  | 2019-06-01 |  | F
2__PARRU000 | 2__PARRU000 | BlueGreen Energy Services | ARRUZZI | G |  | _P | NORTH of SCOTLAND GSP | DEFAULT__P |  | C | -0.018832 | 0 | 0 | 0.4319 | 0.4193 | 0.27 | 0 | 0 | 0 | 0 | F | T | F |  | 2019-06-01 |  | F
2__PAVRO000 | AVRO_P | AVRO ENERGY LIMITED | AVRO | G |  | _P | NORTH of SCOTLAND GSP | DEFAULT__P |  | C | -0.018832 | 0 | -2 | 0.4364 | 0.4719 | 0.27 | -0.873 | -0.944 | 0 | 0 | F | T | F |  | 2019-06-12 |  | F
2__PAXIS000 | 2__PAXIS000 | Axis Telecom Ltd | AXISTELE | G |  | _P | NORTH of SCOTLAND GSP | DEFAULT__P |  | C | -0.018832 | 0 | 0 | 0.5125 | 0.3911 | 0.27 | 0 | 0 | 0 | 0 | F | T | F |  | 2019-06-01 |  | F
2__PAXPO000 | 2__PAXPO000 | AXPO UK LIMITED | EGLUK | G | NSC-AXPO1 | _P | NORTH of SCOTLAND GSP | DEFAULT__P |  | C | -0.018832 | 60 | -7 | 0.2367 | 0.2704 | 0.27 | -1.657 | -1.893 | 14.202 | 16.224 | F | T | F |  | 2019-06-01 |  | F
2__PAZAC000 | 2__PAZAC000 | TOGETHER ENERGY SUPPLY LIMITED | AZACCA | G |  | _P | NORTH of SCOTLAND GSP | DEFAULT__P |  | C | -0.018832 | 0 | 0 | 0.2973 | 0.3178 | 0.27 | 0 | 0 | 0 | 0 | F | T | F |  | 2019-06-01 |  | F
2__PBARB000 | 2__PBARB000 | Barbican Power Limited | BARBICAN | G |  | _P | NORTH of SCOTLAND GSP | DEFAULT__P |  | C | -0.018832 | 0 | 0 | 0.4319 | 0.4193 | 0.27 | 0 | 0 | 0 | 0 | F | T | F |  | 2019-06-01 |  | F
2__PBAYS000 | 2__PBAYS000 | Bayswater Energy Limited | BAYSWATE | G |  | _P | NORTH of SCOTLAND GSP | DEFAULT__P |  | C | -0.018832 | 0 | 0 | 0.4319 | 0.4193 | 0.27 | 0 | 0 | 0 | 0 | F | T | F |  | 2019-06-01 |  | F
2__PBCFC000 | 2__PBCFC000 | Octopus Energy Limited | MERCURY | G |  | _P | NORTH of SCOTLAND GSP | DEFAULT__P |  | C | -0.018832 | 0 | 0 | 0.4319 | 0.4193 | 0.27 | 0 | 0 | 0 | 0 | F | T | F |  | 2019-06-01 |  | F
2__PBELS000 | 2__PBELS000 | Belsize Energy Limited | BELSIZE | G |  | _P | NORTH of SCOTLAND GSP | DEFAULT__P |  | C | -0.018832 | 0 | 0 | 0.4319 | 0.4193 | 0.27 | 0 | 0 | 0 | 0 | F | T | F |  | 2019-06-01 |  | F
2__PBETH000 | 2__PBETH000 | Mongoose Energy Supply Limited | BETHNAL | G |  | _P | NORTH of SCOTLAND GSP | DEFAULT__P |  | C | -0.018832 | 0 | 0 | 0.4319 | 0.4193 | 0.27 | 0 | 0 | 0 | 0 | F | T | F |  | 2019-06-01 |  | F
2__PBGAS000 | 2__PBGAS000 | British Gas Trading Ltd | BRITGAS | G | NSC-BGS01 | _P | NORTH of SCOTLAND GSP | DEFAULT__P |  | C | -0.018832 | 0 | -58.072 | 0.4748 | 0.5155 | 0.27 | -27.573 | -29.936 | 0 | 0 | F | T | T |  | 2019-07-10 |  | F
2__PBIZZ000 | 2__PBIZZ000 | British Gas Trading Ltd | BRITGAS | G |  | _P | NORTH of SCOTLAND GSP | DEFAULT__P |  | C | -0.018832 | 0 | 0 | 0.3867 | 0.2938 | 0.27 | 0 | 0 | 0 | 0 | F | T | F |  | 2019-06-01 |  | F
2__PBLBL000 | 2__PBLBL000 | Bluebell Energy Supply Ltd | BLUEBELL | G |  | _P | NORTH of SCOTLAND GSP | DEFAULT__P |  | C | -0.018832 | 0 | 0 | 0.4319 | 0.4193 | 0.27 | 0 | 0 | 0 | 0 | F | T | F |  | 2019-06-01 |  | F
2__PBNRG000 | 2__PBNRG000 | Electricity Plus Supply Ltd | BAENERGY | G |  | _P | NORTH of SCOTLAND GSP | DEFAULT__P |  | C | -0.018832 | 0 | -6.524 | 0.5419 | 0.5716 | 0.27 | -3.535 | -3.729 | 0 | 0 | F | T | F |  | 2019-06-01 |  | F
2__PBORE000 | 2__PBORE000 | Zebra Power Limited | BOR | G |  | _P | NORTH of SCOTLAND GSP | DEFAULT__P |  | C | -0.018832 | 0 | -0.07 | 0.4659 | 0.5049 | 0.27 | -0.033 | -0.035 | 0 | 0 | F | T | F |  | 2019-06-01 |  | F
2__PBORO000 | 2__PBORO000 | Borough Energy Limited | BOROUGH | G |  | _P | NORTH of SCOTLAND GSP | DEFAULT__P |  | C | -0.018832 | 0 | 0 | 0.4319 | 0.4193 | 0.27 | 0 | 0 | 0 | 0 | F | T | F |  | 2019-06-01 |  | F
2__PBPGM000 | 2__PBPGM000 | BP Gas Marketing Limited | BPGAS | G |  | _P | NORTH of SCOTLAND GSP | DEFAULT__P |  | C | -0.018832 | 0 | 0 | 0.4319 | 0.4193 | 0.27 | 0 | 0 | 0 | 0 | F | T | F |  | 2019-06-01 |  | F
2__PBREZ000 | 2__PBREZ000 | Breeze Energy Supply Ltd | BREEZE | G |  | _P | NORTH of SCOTLAND GSP | DEFAULT__P |  | C | -0.018832 | 0 | 0 | 0.4319 | 0.4193 | 0.27 | 0 | 0 | 0 | 0 | F | T | F |  | 2019-06-01 |  | F
2__PBRZE000 | 2__PBRZE000 | arto.energy Ltd | BRONZE | G |  | _P | NORTH of SCOTLAND GSP | DEFAULT__P |  | C | -0.018832 | 0 | 0 | 0.4319 | 0.4193 | 0.27 | 0 | 0 | 0 | 0 | F | T | F |  | 2019-06-01 |  | F
2__PBULN000 | 2__PBULN000 | Bryt Energy Limited | BULLION | G |  | _P | NORTH of SCOTLAND GSP | DEFAULT__P |  | C | -0.018832 | 0 | -1.2 | 0.4319 | 0.4193 | 0.27 | -0.518 | -0.503 | 0 | 0 | F | T | F |  | 2019-06-01 |  | F
2__PCALI000 | 2__PCALI000 | Callesti Energy Supply Limited | CALLESTI | G |  | _P | NORTH of SCOTLAND GSP | DEFAULT__P |  | C | -0.018832 | 0 | 0 | 0.4319 | 0.4193 | 0.27 | 0 | 0 | 0 | 0 | F | T | F |  | 2019-06-01 |  | F
2__PCALL000 | 2__PCALL000 | SP Energy Retail Ltd | SPSUP01 | G |  | _P | NORTH of SCOTLAND GSP | DEFAULT__P |  | C | -0.018832 | 0 | -5.4 | 0.5938 | 0.5857 | 0.27 | -3.207 | -3.163 | 0 | 0 | F | T | F |  | 2019-06-01 |  | F
2__PCBRA000 | 2__PCBRA000 | Cabra Energy Supply Ltd | CABRA | G |  | _P | NORTH of SCOTLAND GSP | DEFAULT__P |  | C | -0.018832 | 0 | 0 | 0.4319 | 0.4193 | 0.27 | 0 | 0 | 0 | 0 | F | T | F |  | 2019-06-01 |  | F
2__PCFWR000 | 2__PCFWR000 | Eddington Energy Supply Ltd | EDDINGTN | G |  | _P | NORTH of SCOTLAND GSP | DEFAULT__P |  | C | -0.018832 | 0 | 0 | 0.4319 | 0.4193 | 0.27 | 0 | 0 | 0 | 0 | F | T | F |  | 2019-06-01 |  | F
2__PCILI000 | 2__PCILI000 | Cilleni Energy Supply Limited | CILLENI | G |  | _P | NORTH of SCOTLAND GSP | DEFAULT__P |  | C | -0.018832 | 0 | 0 | 0.4319 | 0.4193 | 0.27 | 0 | 0 | 0 | 0 | F | T | F |  | 2019-06-01 |  | F
2__PCIRC000 | 2__PCIRC000 | Flow Energy Ltd | CIRCUIT | G |  | _P | NORTH of SCOTLAND GSP | DEFAULT__P |  | C | -0.018832 | 0 | -2.0594 | 0.4962 | 0.5378 | 0.27 | -1.022 | -1.108 | 0 | 0 | F | T | F |  | 2019-06-01 |  | F
2__PCMRO000 | 2__PCMRO000 | Camaro Energy Supply Ltd | CAMARO | G |  | _P | NORTH of SCOTLAND GSP | DEFAULT__P |  | C | -0.018832 | 0 | 0 | 0.4319 | 0.4193 | 0.27 | 0 | 0 | 0 | 0 | F | T | F |  | 2019-06-01 |  | F
2__PCNDL000 | 2__PCNDL000 | NEAS Energy Ltd. | CNDA | G |  | _P | NORTH of SCOTLAND GSP | DEFAULT__P |  | C | -0.018832 | 160 | 0 | 0.0301 | 0.033 | 0.031 | 0 | 0 | 4.96 | 4.96 | F | T | F |  | 2019-06-01 |  | F
2__PCNRG000 | 2__PCNRG000 | Opus Energy (Corporate) Ltd | CHENERGY | G |  | _P | NORTH of SCOTLAND GSP | DEFAULT__P |  | C | -0.018832 | 0 | -5.58 | 0.6388 | 0.532 | 0.27 | -3.565 | -2.969 | 0 | 0 | F | T | F |  | 2019-07-03 |  | F
2__PCOLG000 | 2__PCOLG000 | Colgano Energy Supply Limited | COLGANO | G |  | _P | NORTH of SCOTLAND GSP | DEFAULT__P |  | C | -0.018832 | 0 | 0 | 0.4319 | 0.4193 | 0.27 | 0 | 0 | 0 | 0 | F | T | F |  | 2019-06-01 |  | F
2__PCOLO000 | COLO_P | COLORADO ENERGY LIMITED | COLO | G |  | _P | NORTH of SCOTLAND GSP | DEFAULT__P |  | C | -0.018832 | 0 | 0 | 0.4319 | 0.4193 | 0.27 | 0 | 0 | 0 | 0 | F | T | F |  | 2019-06-01 |  | F
2__PCOMT000 | 2__PCOMT000 | ENSTROGA Ltd | COMT1015 | G |  | _P | NORTH of SCOTLAND GSP | DEFAULT__P |  | C | -0.018832 | 0 | -0.352 | 0.3265 | 0.347 | 0.27 | -0.115 | -0.122 | 0 | 0 | F | T | F |  | 2019-06-01 |  | F
2__PCOOP000 | 2__PCOOP000 | I Supply Energy Limited | COOP | G |  | _P | NORTH of SCOTLAND GSP | DEFAULT__P |  | C | -0.018832 | 0 | -2.7 | 0.4675 | 0.5086 | 0.27 | -1.262 | -1.373 | 0 | 0 | F | T | F |  | 2019-06-01 |  | F
2__PCORE000 | 2__PCORE000 | Corona Energy Retail 4 Limited | SUPELEC3 | G |  | _P | NORTH of SCOTLAND GSP | DEFAULT__P |  | C | -0.018832 | 0 | 0 | 0.4319 | 0.4193 | 0.27 | 0 | 0 | 0 | 0 | F | T | F |  | 2019-06-01 |  | F
2__PCOUL000 | 2__PCOUL000 | Coulomb Energy Supply Limited | COULOMB | G |  | _P | NORTH of SCOTLAND GSP | DEFAULT__P |  | C | -0.018832 | 0 | 0 | 0.4319 | 0.4193 | 0.27 | 0 | 0 | 0 | 0 | F | T | F |  | 2019-06-01 |  | F
2__PCOVE000 | 2__PCOVE000 | TOTO Energy Limited | COVENT | G |  | _P | NORTH of SCOTLAND GSP | DEFAULT__P |  | C | -0.018832 | 0 | -0.1 | 0.4092 | 0.4412 | 0.27 | -0.041 | -0.044 | 0 | 0 | F | T | F |  | 2019-06-01 |  | F
2__PCPPR000 | 2__PCPPR000 | Affect Energy Ltd | COPPER | G |  | _P | NORTH of SCOTLAND GSP | DEFAULT__P |  | C | -0.018832 | 0 | 0 | 0.35 | 0.4 | 0.27 | 0 | 0 | 0 | 0 | F | T | F |  | 2019-06-01 |  | F
2__PCYCL000 | 2__PCYCL000 | Business Power & Gas Limited | CYCLONE | G |  | _P | NORTH of SCOTLAND GSP | DEFAULT__P |  | C | -0.018832 | 0 | -0.0518 | 0.5533 | 0.5067 | 0.27 | -0.029 | -0.026 | 0 | 0 | F | T | F |  | 2019-06-01 |  | F
2__PDESL000 | 2__PDESL000 | Daisy Energy Supply Ltd | DAISY | G |  | _P | NORTH of SCOTLAND GSP | DEFAULT__P |  | C | -0.018832 | 0 | -0.406 | 0.4319 | 0.4193 | 0.27 | -0.175 | -0.17 | 0 | 0 | F | T | F |  | 2019-06-01 |  | F
2__PDFDL000 | 2__PDFDL000 | Tru Energy Limited | DAFFODIL | G |  | _P | NORTH of SCOTLAND GSP | DEFAULT__P |  | C | -0.018832 | 0 | 0 | 0.4319 | 0.4193 | 0.27 | 0 | 0 | 0 | 0 | F | T | F |  | 2019-06-01 |  | F
2__PDIRA000 | 2__PDIRA000 | Social Energy Supply Ltd | DIRAC | G |  | _P | NORTH of SCOTLAND GSP | DEFAULT__P |  | C | -0.018832 | 0 | -0.0003 | 0.4319 | 0.4193 | 0.27 | 0 | 0 | 0 | 0 | F | T | F |  | 2019-06-01 |  | F
2__PDNRG000 | 2__PDNRG000 | Donnington Energy Limited | DOENERGY | G |  | _P | NORTH of SCOTLAND GSP | DEFAULT__P |  | C | -0.018832 | 0 | 0 | 0.4319 | 0.4193 | 0.27 | 0 | 0 | 0 | 0 | F | T | F |  | 2019-06-01 |  | F
2__PDRGI000 | UKHC_P | UK Healthcare Corporation Ltd | DENERGI1 | G |  | _P | NORTH of SCOTLAND GSP | DEFAULT__P |  | C | -0.018832 | 0 | 0 | 0.4319 | 0.4193 | 0.27 | 0 | 0 | 0 | 0 | F | T | F |  | 2019-06-01 |  | F
2__PDUAL000 | 2__PDUAL000 | Dual Energy Direct Limited | DUALENER | G |  | _P | NORTH of SCOTLAND GSP | DEFAULT__P |  | C | -0.018832 | 0 | -7.664 | 0.57 | 0.4747 | 0.27 | -4.368 | -3.638 | 0 | 0 | F | T | F |  | 2019-06-01 |  | F
2__PEBES000 | 2__PEBES000 | BES Commercial Electricity Ltd | EBEA | G |  | _P | NORTH of SCOTLAND GSP | DEFAULT__P |  | C | -0.018832 | 0 | -2.419 | 0.5749 | 0.4728 | 0.27 | -1.391 | -1.144 | 0 | 0 | F | T | F |  | 2019-06-01 |  | F
2__PECOA000 | 2__PECOA000 | British Gas Trading Ltd | BRITGAS | G |  | _P | NORTH of SCOTLAND GSP | DEFAULT__P |  | C | -0.018832 | 10 | 0 | 0.4319 | 0.4193 | 0.27 | 0 | 0 | 2.7 | 2.7 | F | T | F |  | 2019-06-01 |  | F
2__PECON000 | 2__PECON000 | Economy Power | ECON1 | G | NSC-ECO01 | _P | NORTH of SCOTLAND GSP | DEFAULT__P |  | C | -0.018832 | 0 | 0 | 0.4319 | 0.4193 | 0.27 | 0 | 0 | 0 | 0 | F | T | T |  | 2019-06-01 |  | F
2__PECOT000 | 2__PECOT000 | The Renewable Energy Co Ltd | RENC | G |  | _P | NORTH of SCOTLAND GSP | DEFAULT__P |  | C | -0.018832 | 2 | -1.26 | 0.5945 | 0.5903 | 0.27 | -0.749 | -0.744 | 1.189 | 1.181 | F | T | F |  | 2019-06-01 |  | F
2__PEDDI000 | 2__PEDDI000 | Eddington Energy Supply Ltd | EDDINGTN | G |  | _P | NORTH of SCOTLAND GSP | DEFAULT__P |  | C | -0.018832 | 0 | -2.2 | 0.4637 | 0.4997 | 0.27 | -1.02 | -1.099 | 0 | 0 | F | T | F |  | 2019-06-01 |  | F
2__PEDFE000 | EDFE_North Scotland | EDF Energy Customers Ltd | LENCO | G | NSC-EDF01 | _P | NORTH of SCOTLAND GSP | DEFAULT__P |  | C | -0.018832 | 0 | 0 | 0.4319 | 0.4193 | 0.27 | 0 | 0 | 0 | 0 | F | T | T |  | 2019-06-01 |  | F
2__PEDGE000 | 2__PEDGE000 | Edgware Energy Limited | EDGWARE | G |  | _P | NORTH of SCOTLAND GSP | DEFAULT__P |  | C | -0.018832 | 50 | 0 | 0.4319 | 0.4193 | 0.27 | 0 | 0 | 13.5 | 13.5 | F | T | F |  | 2019-06-01 |  | F
2__PEDIR000 | 2__PEDIR000 | British Gas Trading Ltd | BRITGAS | G | NSC-EDR01 | _P | NORTH of SCOTLAND GSP | DEFAULT__P |  | C | -0.018832 | 0 | 0 | 0.4319 | 0.4193 | 0.27 | 0 | 0 | 0 | 0 | F | T | T |  | 2019-06-01 |  | F
2__PEELC000 | 2__PEELC000 | E.ON Energy Solutions Limited | PGENERGY | G |  | _P | NORTH of SCOTLAND GSP | DEFAULT__P |  | C | -0.018832 | 0 | 0 | 0.4319 | 0.4193 | 0.27 | 0 | 0 | 0 | 0 | F | T | F |  | 2019-06-01 |  | F
2__PEENG000 | 2__PEENG000 | E.ON Energy Solutions Limited | PGENERGY | G | NSC-EST01 | _P | NORTH of SCOTLAND GSP | DEFAULT__P |  | C | -0.018832 | 0 | -2 | 0.5505 | 0.5885 | 0.27 | -1.101 | -1.177 | 0 | 0 | F | T | T |  | 2019-06-01 |  | F
2__PEETL000 | EETL in North Scotland | OVO Electricity Ltd | OVOE | G |  | _P | NORTH of SCOTLAND GSP | DEFAULT__P |  | C | -0.018832 | 0 | 0 | 0.5028 | 0.5457 | 0.27 | 0 | 0 | 0 | 0 | F | T | F |  | 2019-06-01 |  | F
2__PEFLS000 | EFLS_P | Effortless Energy Ltd | EENERGY | G |  | _P | NORTH of SCOTLAND GSP | DEFAULT__P |  | C | -0.018832 | 0 | 0 | 0.45 | 0.45 | 0.27 | 0 | 0 | 0 | 0 | F | T | F |  | 2019-06-01 |  | F
2__PEGDX000 | P_EGASELEC | E (GAS AND ELECTRICITY) LTD | LORM | G |  | _P | NORTH of SCOTLAND GSP | DEFAULT__P |  | C | -0.018832 | 0 | 0 | 0.4319 | 0.4193 | 0.27 | 0 | 0 | 0 | 0 | F | T | F |  | 2019-06-01 |  | F
2__PEGML000 | EGML_P | ECO GREEN MANAGEMENT LIMITED | YGP1 | G |  | _P | NORTH of SCOTLAND GSP | DEFAULT__P |  | C | -0.018832 | 0 | -0.1092 | 0.6095 | 0.4889 | 0.27 | -0.067 | -0.053 | 0 | 0 | F | T | F |  | 2019-06-01 |  | F
2__PELEC000 | Electraphase_P | ELECTRAPHASE LIMITED | EPHASE | G |  | _P | NORTH of SCOTLAND GSP | DEFAULT__P |  | C | -0.018832 | 0 | 0 | 0.44 | 0.47 | 0.27 | 0 | 0 | 0 | 0 | F | T | F |  | 2019-06-01 |  | F
2__PEMEB000 | 2__PEMEB000 | E.ON Energy Solutions Limited | PGENERGY | G | NSC-PGE01 | _P | NORTH of SCOTLAND GSP | DEFAULT__P |  | C | -0.018832 | 0 | -38 | 0.5653 | 0.5689 | 0.27 | -21.481 | -21.618 | 0 | 0 | F | T | T |  | 2019-06-01 |  | F
2__PEMZO000 | 2__PEMZO000 | Emzo Energy Supply Ltd | EMZO | G |  | _P | NORTH of SCOTLAND GSP | DEFAULT__P |  | C | -0.018832 | 0 | 0 | 0.4319 | 0.4193 | 0.27 | 0 | 0 | 0 | 0 | F | T | F |  | 2019-06-01 |  | F
2__PENDC000 | 2__PENDC000 | EPG Energy Limited | EPGNRG | G |  | _P | NORTH of SCOTLAND GSP | DEFAULT__P |  | C | -0.018832 | 0 | -1 | 0.05 | 0.0203 | 0.27 | -0.05 | -0.02 | 0 | 0 | F | T | F |  | 2019-06-01 |  | F
2__PENDC001 | 2__PENDC001 | EPG Energy Limited | EPGNRG | S |  | _P | NORTH of SCOTLAND GSP | DEFAULT__P |  | C | -0.018832 | 0 | 0 | 0.4319 | 0.4193 | 0.27 | 0 | 0 | 0 | 0 | F | T | F |  | 2019-06-01 | F | F
2__PENDC002 | 2__PENDC002 | EPG Energy Limited | EPGNRG | S |  | _P | NORTH of SCOTLAND GSP | DEFAULT__P |  | C | -0.018832 | 0 | 0 | 0.4319 | 0.4193 | 0.27 | 0 | 0 | 0 | 0 | F | T | F |  | 2019-06-01 | F | F
2__PENEC000 | 2__PENEC000 | Eneco Energy Trade | ENECOUK | G |  | _P | NORTH of SCOTLAND GSP | DEFAULT__P |  | C | -0.018832 | 7 | -0.06 | 0.79 | 0.72 | 0.27 | -0.047 | -0.043 | 5.53 | 5.04 | F | T | F |  | 2019-06-01 |  | F
2__PENER000 | 2__PENER000 | Simply Your Energy | SUPLENER | G |  | _P | NORTH of SCOTLAND GSP | DEFAULT__P |  | C | -0.018832 | 0 | 0 | 0.4319 | 0.4193 | 0.27 | 0 | 0 | 0 | 0 | F | T | F |  | 2019-06-01 |  | F
2__PENGQ000 | EnergyQ_P | Eversmart Energy Ltd | ENGQ | G |  | _P | NORTH of SCOTLAND GSP | DEFAULT__P |  | C | -0.018832 | 0 | 0 | 0.4618 | 0.5005 | 0.27 | 0 | 0 | 0 | 0 | F | T | F |  | 2019-06-01 |  | F
2__PENRD000 | 2__PENRD000 | British Gas Trading Ltd | BRITGAS | G | NSC-ENR01 | _P | NORTH of SCOTLAND GSP | DEFAULT__P |  | C | -0.018832 | 36 | -56 | 0.4334 | 0.2689 | 0.27 | -24.27 | -15.058 | 15.602 | 9.68 | F | T | T |  | 2019-06-01 |  | F
2__PENRD002 | 2__PENRD002 | British Gas Trading Ltd | BRITGAS | S |  | _P | NORTH of SCOTLAND GSP | DEFAULT__P |  | C | -0.018832 | 25 | -1 | 0.4319 | 0.4193 | 0.27 | -0.432 | -0.419 | 10.798 | 10.483 | F | T | F |  | 2019-06-01 | F | F
2__PENRG000 | 2__PENRG000 | Opus Energy Renewables Limited | EVENERGY | G |  | _P | NORTH of SCOTLAND GSP | DEFAULT__P |  | C | -0.018832 | 9.24 | 0 | 0.3817 | 0.3942 | 0.3854 | 0 | 0 | 3.561 | 3.561 | F | T | F |  | 2019-06-01 |  | F
2__PENRG002 | ENRGP2 | Opus Energy Renewables Limited | EVENERGY | S |  | _P | NORTH of SCOTLAND GSP | DEFAULT__P |  | C | -0.018832 | 54.405 | 0 | 0.1805 | 0.2072 | 0.1883 | 0 | 0 | 10.244 | 10.244 | F | T | F |  | 2019-06-28 | F | F
2__PEOND000 | 2__PEOND000 | E.ON Energy Solutions Limited | PGENERGY | G |  | _P | NORTH of SCOTLAND GSP | DEFAULT__P |  | C | -0.018832 | 0 | -2 | 0.4319 | 0.4193 | 0.27 | -0.864 | -0.839 | 0 | 0 | F | T | F |  | 2019-06-01 |  | F
2__PEPHH000 | 2__PEPHH000 | Economy Power | ECON1 | G |  | _P | NORTH of SCOTLAND GSP | DEFAULT__P |  | C | -0.018832 | 0 | 0 | 0.4319 | 0.4193 | 0.27 | 0 | 0 | 0 | 0 | F | T | F |  | 2019-06-01 |  | F
2__PEQUI000 | 2__PEQUI000 | Equinicity Ltd | EQUIN | G |  | _P | NORTH of SCOTLAND GSP | DEFAULT__P |  | C | -0.018832 | 0 | 0 | 0.4319 | 0.4193 | 0.27 | 0 | 0 | 0 | 0 | F | T | F |  | 2019-06-19 |  | F
2__PESSL000 | 2__PESSL000 | Squeaky Clean Energy Limited | ESSL1015 | G |  | _P | NORTH of SCOTLAND GSP | DEFAULT__P |  | C | -0.018832 | 0 | -1.078 | 0.4319 | 0.4193 | 0.27 | -0.466 | -0.452 | 0 | 0 | F | T | F |  | 2019-06-01 |  | F
2__PEURO000 | 2__PEURO000 | Robin Hood Energy Limited | EUROPA | G |  | _P | NORTH of SCOTLAND GSP | DEFAULT__P |  | C | -0.018832 | 0 | -1.48 | 0.4319 | 0.4193 | 0.27 | -0.639 | -0.621 | 0 | 0 | F | T | F |  | 2019-06-01 |  | F
2__PEUST000 | 2__PEUST000 | Euston Energy Limited | EUSTON | G |  | _P | NORTH of SCOTLAND GSP | DEFAULT__P |  | C | -0.018832 | 0 | 0 | 0.4319 | 0.4193 | 0.27 | 0 | 0 | 0 | 0 | F | T | F |  | 2019-06-01 |  | F
2__PEVER000 | 2__PEVER000 | Eversmart Energy Ltd | ENGQ | G |  | _P | NORTH of SCOTLAND GSP | DEFAULT__P |  | C | -0.018832 | 0 | 0 | 0.4319 | 0.4193 | 0.27 | 0 | 0 | 0 | 0 | F | T | F |  | 2019-06-01 |  | F
2__PEXGL000 | Exelon_P | Exelon Generation Limited | EXGENLIM | G |  | _P | NORTH of SCOTLAND GSP | DEFAULT__P |  | C | -0.018832 | 0 | 0 | 0.4319 | 0.4193 | 0.27 | 0 | 0 | 0 | 0 | F | T | F |  | 2019-06-01 |  | F
2__PFARA000 | 2__PFARA000 | URE Energy Limited | FARADAY | G |  | _P | NORTH of SCOTLAND GSP | DEFAULT__P |  | C | -0.018832 | 0 | 0 | 0.4319 | 0.4193 | 0.27 | 0 | 0 | 0 | 0 | F | T | F |  | 2019-06-01 |  | F
2__PFARR000 | 2__PFARR000 | Farringdon Energy Limited | FARRINGD | G |  | _P | NORTH of SCOTLAND GSP | DEFAULT__P |  | C | -0.018832 | 0 | 0 | 0.4319 | 0.4193 | 0.27 | 0 | 0 | 0 | 0 | F | T | F |  | 2019-06-01 |  | F
2__PFLEX000 | 2__PFLEX000 | Flexitricity Limited | FLEXTRCY | G |  | _P | NORTH of SCOTLAND GSP | DEFAULT__P |  | C | -0.018832 | 0 | 0 | 0.4319 | 0.4193 | 0.27 | 0 | 0 | 0 | 0 | F | T | F |  | 2019-06-01 |  | F
2__PFNRG000 | 2__PFNRG000 | Farmoor Energy Limited | FRENERGY | G |  | _P | NORTH of SCOTLAND GSP | DEFAULT__P |  | C | -0.018832 | 0 | 0 | 0.4319 | 0.4193 | 0.27 | 0 | 0 | 0 | 0 | F | T | F |  | 2019-06-01 |  | F
2__PFRST000 | 2__PFRST000 | Shell Energy Retail Limited | FRST01 | G |  | _P | NORTH of SCOTLAND GSP | DEFAULT__P |  | C | -0.018832 | 0 | -5.19 | 0.4749 | 0.5155 | 0.27 | -2.465 | -2.675 | 0 | 0 | F | T | F |  | 2019-06-01 |  | F
2__PFSEN000 | 2__PFSEN000 | F & S Energy Ltd | FSE0001 | G |  | _P | NORTH of SCOTLAND GSP | DEFAULT__P |  | C | -0.018832 | 32 | 0 | 0.2241 | 0.2195 | 0.2227 | 0 | 0 | 7.126 | 7.126 | F | T | F |  | 2019-06-01 |  | F
2__PFSEN001 | __PFSEN001 | F & S Energy Ltd | FSE0001 | S |  | _P | NORTH of SCOTLAND GSP | DEFAULT__P |  | C | -0.018832 | 0 | 0 | 0.4319 | 0.4193 | 0.27 | 0 | 0 | 0 | 0 | F | T | F |  | 2019-06-01 | F | F
2__PFXGL000 | 2__PFXGL000 | Foxglove Energy Supply Ltd | FOXGLOVE | G |  | _P | NORTH of SCOTLAND GSP | DEFAULT__P |  | C | -0.018832 | 0 | -3.4361 | 0.4868 | 0.5179 | 0.27 | -1.673 | -1.78 | 0 | 0 | F | T | F |  | 2019-06-01 |  | F
2__PGALE000 | 2__PGALE000 | PLANET 9 ENERGY LTD | GALENA | G |  | _P | NORTH of SCOTLAND GSP | DEFAULT__P |  | C | -0.018832 | 0 | 0 | 0.4319 | 0.4193 | 0.27 | 0 | 0 | 0 | 0 | F | T | F |  | 2019-06-01 |  | F
2__PGANY000 | 2__PGANY000 | Solarplicity Supply Limited | GANYMEDE | G |  | _P | NORTH of SCOTLAND GSP | DEFAULT__P |  | C | -0.018832 | 6.4 | -0.77 | 0.1259 | 0.1275 | 0.0873 | -0.097 | -0.098 | 0.806 | 0.816 | F | T | F |  | 2019-06-01 |  | F
2__PGESL000 | 2__PGESL000 | SO Energy Trading Limited | GOLD | G |  | _P | NORTH of SCOTLAND GSP | DEFAULT__P |  | C | -0.018832 | 0 | -1.7 | 0.4608 | 0.4977 | 0.27 | -0.783 | -0.846 | 0 | 0 | F | T | F |  | 2019-06-01 |  | F
2__PGETW000 | 2__PGETW000 | Utilita Energy Limited | UTILITA | G |  | _P | NORTH of SCOTLAND GSP | DEFAULT__P |  | C | -0.018832 | 0 | -12 | 0.5705 | 0.5744 | 0.27 | -6.846 | -6.893 | 0 | 0 | F | T | F |  | 2019-06-01 |  | F
2__PGLDE000 | 2__PGLDE000 | Golders Energy Limited | GOLDERS | G |  | _P | NORTH of SCOTLAND GSP | DEFAULT__P |  | C | -0.018832 | 0 | 0 | 0.4319 | 0.4193 | 0.27 | 0 | 0 | 0 | 0 | F | T | F |  | 2019-06-01 |  | F
2__PGMTR000 | 2__PGMTR000 | Gazprom M & T Retail Ltd | GMTR | G |  | _P | NORTH of SCOTLAND GSP | DEFAULT__P |  | C | -0.018832 | 6 | -15.316 | 0.6113 | 0.4406 | 0.27 | -9.363 | -6.748 | 3.668 | 2.644 | F | T | F |  | 2019-06-01 |  | F
2__PGMTX000 | 2__PGMTX000 | Gazprom M & T Retail Ltd | GMTR | G |  | _P | NORTH of SCOTLAND GSP | DEFAULT__P |  | C | -0.018832 | 0 | 0 | 0.4319 | 0.4193 | 0.27 | 0 | 0 | 0 | 0 | F | T | F |  | 2019-06-19 |  | F
2__PGNRG000 | 2__PGNRG000 | Green Energy (UK) Plc | GRNUKPLC | G |  | _P | NORTH of SCOTLAND GSP | DEFAULT__P |  | C | -0.018832 | 4 | 0 | 0.5315 | 0.5017 | 0.5228 | 0 | 0 | 2.091 | 2.091 | F | T | F |  | 2019-06-01 |  | F
2__PGONG000 | 2__PGONG000 | Shell Energy Retail Limited | FRST01 | G |  | _P | NORTH of SCOTLAND GSP | DEFAULT__P |  | C | -0.018832 | 0 | 0 | 0.23 | 0.2367 | 0.27 | 0 | 0 | 0 | 0 | F | T | F |  | 2019-06-01 |  | F
2__PHAVE000 | 2__PHAVE000 | Haven Power Ltd | HAVEN | G | NSC-HVN01 | _P | NORTH of SCOTLAND GSP | DEFAULT__P |  | C | -0.018832 | 35.496 | 0 | 0.4319 | 0.4193 | 0.27 | 0 | 0 | 9.584 | 9.584 | F | T | T |  | 2019-06-01 |  | F
2__PHAWK000 | 2__PHAWK000 | MAXEN POWER SUPPLY LIMITED | HAWKING | G |  | _P | NORTH of SCOTLAND GSP | DEFAULT__P |  | C | -0.018832 | 0 | 0 | 0.4319 | 0.4193 | 0.27 | 0 | 0 | 0 | 0 | F | T | F |  | 2019-06-01 |  | F
2__PHOLB000 | 2__PHOLB000 | Holborn Energy Limited | HOLBORN | G |  | _P | NORTH of SCOTLAND GSP | DEFAULT__P |  | C | -0.018832 | 0 | 0 | 0.4319 | 0.4193 | 0.27 | 0 | 0 | 0 | 0 | F | T | F |  | 2019-06-01 |  | F
2__PHOME000 | 2__PHOME000 | ENGIE Power Limited | RWETDL | G |  | _P | NORTH of SCOTLAND GSP | DEFAULT__P |  | C | -0.018832 | 0 | -4 | 0.4733 | 0.5143 | 0.27 | -1.893 | -2.057 | 0 | 0 | F | T | F |  | 2019-06-01 |  | F
2__PHPOW000 | 2__PHPOW000 | Haven Power Ltd | HAVEN | G | NSC-HPW01 | _P | NORTH of SCOTLAND GSP | DEFAULT__P |  | C | -0.018832 | 9.45 | -36 | 0.7009 | 0.5597 | 0.27 | -25.232 | -20.149 | 6.624 | 5.289 | F | T | T |  | 2019-06-26 |  | F
2__PHPOW001 | __PHPOW001 | Haven Power Ltd | HAVEN | S |  | _P | NORTH of SCOTLAND GSP | DEFAULT__P |  | C | -0.018832 | 0 | 0 | 0.4319 | 0.4193 | 0.27 | 0 | 0 | 0 | 0 | F | T | F |  | 2019-06-01 | F | F
2__PHPOW002 | __PHPOW002 | Haven Power Ltd | HAVEN | S |  | _P | NORTH of SCOTLAND GSP | DEFAULT__P |  | C | -0.018832 | 0 | 0 | 0.4319 | 0.4193 | 0.27 | 0 | 0 | 0 | 0 | F | T | F |  | 2019-06-01 | F | F
2__PHUDG000 | 2__PHUDG000 | Hudson Energy Supply UK Ltd | AMPERE | G |  | _P | NORTH of SCOTLAND GSP | DEFAULT__P |  | C | -0.018832 | 0 | 0 | 0.4319 | 0.4193 | 0.27 | 0 | 0 | 0 | 0 | F | T | F |  | 2019-06-01 |  | F
2__PHUDS000 | 2__PHUDS000 | Hudson Energy Supply UK Ltd | AMPERE | G |  | _P | NORTH of SCOTLAND GSP | DEFAULT__P |  | C | -0.018832 | 0 | -7 | 0.6339 | 0.4919 | 0.27 | -4.437 | -3.443 | 0 | 0 | F | T | F |  | 2019-06-21 |  | F
2__PHUDS001 | 2__PHUDS001 | Hudson Energy Supply UK Ltd | AMPERE | S |  | _P | NORTH of SCOTLAND GSP | DEFAULT__P |  | C | -0.018832 | 0 | 0 | 0.4319 | 0.4193 | 0.27 | 0 | 0 | 0 | 0 | F | T | F |  | 2019-06-01 | F | F
2__PHYDE000 | HYDE North Scotland | SSE Electricity Limited | SWEL | G | NSC-SSE01 | _P | NORTH of SCOTLAND GSP | DEFAULT__P |  | C | -0.018832 | 186 | -272.6 | 0.5436 | 0.5765 | 0.27 | -148.185 | -157.154 | 101.11 | 107.229 | F | T | T |  | 2019-06-01 |  | F
2__PIAMP000 | 2__PIAMP000 | AMPowerUK Ltd | INVE | G |  | _P | NORTH of SCOTLAND GSP | DEFAULT__P |  | C | -0.018832 | 0 | 0 | 0.4319 | 0.4193 | 0.27 | 0 | 0 | 0 | 0 | F | T | F |  | 2019-06-01 |  | F
2__PIMPO000 | IMPO North Scotland | SSE Energy Supply Limited | SSE | G | NSC-ATL01 | _P | NORTH of SCOTLAND GSP | DEFAULT__P |  | C | -0.018832 | 303.834 | -133.6 | 0.0046 | 0.137 | 0.27 | -0.615 | -18.303 | 1.398 | 41.625 | F | T | T |  | 2019-06-01 |  | F
2__PINDE000 | INDE Scottish Hydro | Npower Direct Limited | NITTWO01 | G | NSC-INE01 | _P | NORTH of SCOTLAND GSP | DEFAULT__P |  | C | -0.018832 | 0 | -3.802 | 0.5418 | 0.4467 | 0.27 | -2.06 | -1.698 | 0 | 0 | F | T | T |  | 2019-06-01 |  | F
2__PINVE000 | INVE_P | AMPowerUK Ltd | INVE | G |  | _P | NORTH of SCOTLAND GSP | DEFAULT__P |  | C | -0.018832 | 0 | 0 | 0.4319 | 0.4193 | 0.27 | 0 | 0 | 0 | 0 | F | T | F |  | 2019-06-01 |  | F
2__PIRES000 | NSC-IRS01 | Octopus Energy Limited | MERCURY | G |  | _P | NORTH of SCOTLAND GSP | DEFAULT__P |  | C | -0.018832 | 0 | 0 | 0.4319 | 0.4193 | 0.27 | 0 | 0 | 0 | 0 | F | T | F |  | 2019-07-17 |  | F
2__PIRID000 | 2__PIRID000 | PFP Energy Supplies Limited | IRIDIUM | G |  | _P | NORTH of SCOTLAND GSP | DEFAULT__P |  | C | -0.018832 | 0 | -2.2 | 0.4851 | 0.5255 | 0.27 | -1.067 | -1.156 | 0 | 0 | F | T | F |  | 2019-06-01 |  | F
2__PJERE000 | 2__PJERE000 | Hudson Energy Supply UK Ltd | AMPERE | G | PJERE000 | _P | NORTH of SCOTLAND GSP | DEFAULT__P |  | C | -0.018832 | 0 | -2 | 0.5146 | 0.5579 | 0.27 | -1.029 | -1.116 | 0 | 0 | F | T | F |  | 2019-06-21 |  | F
2__PKENS000 | 2__PKENS000 | Kensington Power Limited | KENSINGT | G |  | _P | NORTH of SCOTLAND GSP | DEFAULT__P |  | C | -0.018832 | 0 | -0.2 | 0.535 | 0.3679 | 0.27 | -0.107 | -0.074 | 0 | 0 | F | T | F |  | 2019-06-01 |  | F
2__PLIGH000 | 2__PLIGH000 | MVV Environment Services Ltd | LIGHTNIN | G |  | _P | NORTH of SCOTLAND GSP | DEFAULT__P |  | C | -0.018832 | 9.02 | -2.5 | 0.5468 | 0.6363 | 0.27 | -1.367 | -1.591 | 4.932 | 5.739 | F | T | F |  | 2019-06-01 |  | F
2__PLILY000 | 2__PLILY000 | Delta Gas And Power Ltd | LILY | G |  | _P | NORTH of SCOTLAND GSP | DEFAULT__P |  | C | -0.018832 | 0 | 0 | 0.4319 | 0.4193 | 0.27 | 0 | 0 | 0 | 0 | F | T | F |  | 2019-06-01 |  | F
2__PLIME000 | 2__PLIME000 | Limejump Energy Limited | ANGEL | G |  | _P | NORTH of SCOTLAND GSP | DEFAULT__P |  | C | -0.018832 | 0 | 0 | 0.4319 | 0.4193 | 0.27 | 0 | 0 | 0 | 0 | F | T | F |  | 2019-06-01 |  | F
2__PLOND000 | Default LOND BMU for _P | EDF Energy Customers Ltd | LENCO | G | NSC-LON01 | _P | NORTH of SCOTLAND GSP | DEFAULT__P |  | C | -0.018832 | 0 | -170 | 0.6646 | 0.5425 | 0.27 | -112.982 | -92.225 | 0 | 0 | F | T | T |  | 2019-06-01 |  | F
2__PLORM000 | Lorimer_P | E (GAS AND ELECTRICITY) LTD | LORM | G |  | _P | NORTH of SCOTLAND GSP | DEFAULT__P |  | C | -0.018832 | 0 | -2 | 0.4288 | 0.4628 | 0.27 | -0.858 | -0.926 | 0 | 0 | F | T | F |  | 2019-07-01 |  | F
2__PLUME000 | 2__PLUME000 | GNERGY Limited | LUMA | G |  | _P | NORTH of SCOTLAND GSP | DEFAULT__P |  | C | -0.018832 | 0 | 0 | 0.4319 | 0.4193 | 0.27 | 0 | 0 | 0 | 0 | F | T | F |  | 2019-06-01 |  | F
2__PLUMO000 | 2__PLUMO000 | OVO Electricity Ltd | OVOE | G |  | _P | NORTH of SCOTLAND GSP | DEFAULT__P |  | C | -0.018832 | 0 | 0 | 0.4319 | 0.4193 | 0.27 | 0 | 0 | 0 | 0 | F | T | F |  | 2019-06-01 |  | F
2__PLVDR000 | 2__PLVDR000 | ESB ENERGY LTD | LAVENDER | G |  | _P | NORTH of SCOTLAND GSP | DEFAULT__P |  | C | -0.018832 | 0 | -0.048 | 0.3813 | 0.4125 | 0.27 | -0.018 | -0.02 | 0 | 0 | F | T | F |  | 2019-06-01 |  | F
2__PMAEL000 | 2__PMAEL000 | MA Energy Limited | MA200308 | G |  | _P | NORTH of SCOTLAND GSP | DEFAULT__P |  | C | -0.018832 | 0 | 0 | 0.5598 | 0.4273 | 0.27 | 0 | 0 | 0 | 0 | F | T | F |  | 2019-06-01 |  | F
2__PMAET000 | MA Energy Ltd | MA Energy Limited | MA200308 | G |  | _P | NORTH of SCOTLAND GSP | DEFAULT__P |  | C | -0.018832 | 0 | 0 | 0.4319 | 0.4193 | 0.27 | 0 | 0 | 0 | 0 | F | T | F |  | 2019-06-01 |  | F
2__PMAGN000 | 2__PMAGN000 | Orsted Power Sales (UK) Ltd | MAGNETIC | G |  | _P | NORTH of SCOTLAND GSP | DEFAULT__P |  | C | -0.018832 | 0 | -17 | 0.5853 | 0.4518 | 0.27 | -9.95 | -7.681 | 0 | 0 | F | T | F |  | 2019-06-01 |  | F
2__PMAIN000 | MAIN_P | e2m - energy trading ltd | MAIN | G |  | _P | NORTH of SCOTLAND GSP | DEFAULT__P |  | C | -0.018832 | 0 | 0 | 0.4319 | 0.4193 | 0.27 | 0 | 0 | 0 | 0 | F | T | F |  | 2019-06-01 |  | F
2__PMANW000 | 2__PMANW000 | SP Energy Retail Ltd | SPSUP01 | G | NSC-MNW01 | _P | NORTH of SCOTLAND GSP | DEFAULT__P |  | C | -0.018832 | 0 | -1 | 0.52 | 0.39 | 0.27 | -0.52 | -0.39 | 0 | 0 | F | T | T |  | 2019-06-01 |  | F
2__PMARB000 | 2__PMARB000 | Marble Power Limited | MARBLE | G |  | _P | NORTH of SCOTLAND GSP | DEFAULT__P |  | C | -0.018832 | 46 | -42.534 | 0.8096 | 0.8086 | 0.27 | -34.436 | -34.393 | 37.242 | 37.196 | F | T | F |  | 2019-06-01 |  | F
2__PMARB001 | Lochaber Hydro | Marble Power Limited | MARBLE | S | LCSMH-1 | _P | NORTH of SCOTLAND GSP | DEFAULT__P |  | C | -0.018832 | 26 | -45 | 0.4319 | 0.4193 | 0.27 | -19.436 | -18.869 | 11.229 | 10.902 | F | T | T |  | 2019-07-17 | F | F
2__PMARB002 | Kinlochleven Hydro | Marble Power Limited | MARBLE | S | KNLCV-1 | _P | NORTH of SCOTLAND GSP | DEFAULT__P |  | C | -0.018832 | 23 | 0 | 0.4 | 0.4 | 0 | 0 | 0 | 0 | 0 | F | T | T |  | 2019-07-17 | F | F
2__PMARI000 | 2__PMARI000 | LOGICOR ENERGY LTD | MARIGOLD | G |  | _P | NORTH of SCOTLAND GSP | DEFAULT__P |  | C | -0.018832 | 0 | 0 | 0.4319 | 0.4193 | 0.27 | 0 | 0 | 0 | 0 | F | T | F |  | 2019-06-01 |  | F
2__PMATT000 | MATT_P | Mattina Limited | MATT | G |  | _P | NORTH of SCOTLAND GSP | DEFAULT__P |  | C | -0.018832 | 0 | 0 | 0.4319 | 0.4193 | 0.27 | 0 | 0 | 0 | 0 | F | T | F |  | 2019-06-01 |  | F
2__PMIDE000 | NPEC Scottish Hydro Area MIDE | Npower Limited | NPOWER01 | G | NSC-MID01 | _P | NORTH of SCOTLAND GSP | DEFAULT__P |  | C | -0.018832 | 0 | -2.304 | 0.4962 | 0.5368 | 0.27 | -1.143 | -1.237 | 0 | 0 | F | T | T |  | 2019-06-01 |  | F
2__PMINT000 | 2__PMINT000 | Toucan Energy Limited | MINT | G |  | _P | NORTH of SCOTLAND GSP | DEFAULT__P |  | C | -0.018832 | 0 | 0 | 0.4319 | 0.4193 | 0.27 | 0 | 0 | 0 | 0 | F | T | F |  | 2019-06-01 |  | F
2__PMISS000 | MISS_P | MISSISSIPPI ENERGY LIMITED | MISS | G |  | _P | NORTH of SCOTLAND GSP | DEFAULT__P |  | C | -0.018832 | 0 | 0 | 0.4319 | 0.4193 | 0.27 | 0 | 0 | 0 | 0 | F | T | F |  | 2019-06-01 |  | F
2__PMONT000 | 2__PMONT000 | Monument Energy Limited | MONUMENT | G |  | _P | NORTH of SCOTLAND GSP | DEFAULT__P |  | C | -0.018832 | 0 | -1.6 | 0.4475 | 0.4754 | 0.27 | -0.716 | -0.761 | 0 | 0 | F | T | F |  | 2019-06-01 |  | F
2__PMRCY000 | 2__PMRCY000 | Octopus Energy Limited | MERCURY | G |  | _P | NORTH of SCOTLAND GSP | DEFAULT__P |  | C | -0.018832 | 0 | -11.745 | 0.3134 | 0.3303 | 0.27 | -3.681 | -3.879 | 0 | 0 | F | T | F |  | 2019-06-01 |  | F
2__PMTRL000 | 2__PMTRL000 | BROOK GREEN TRADING LIMITED | MISTRAL | G |  | _P | NORTH of SCOTLAND GSP | DEFAULT__P |  | C | -0.018832 | 0 | -3.4 | 0.5799 | 0.4751 | 0.27 | -1.972 | -1.615 | 0 | 0 | F | T | F |  | 2019-06-17 |  | F
2__PNATP000 | NPEC Scottish Hydro Area NATP | Npower Limited | NPOWER01 | G | NSC-NPE01 | _P | NORTH of SCOTLAND GSP | DEFAULT__P |  | C | -0.018832 | 211.6 | -82.272 | 0.1693 | 0.0045 | 0.27 | -13.929 | -0.37 | 35.824 | 0.952 | F | T | T |  | 2019-06-08 |  | F
2__PNCKL000 | 2__PNCKL000 | SSE Electricity Limited | SWEL | G |  | _P | NORTH of SCOTLAND GSP | DEFAULT__P |  | C | -0.018832 | 0 | -1.366 | 0.474 | 0.5135 | 0.27 | -0.647 | -0.701 | 0 | 0 | F | T | F |  | 2019-06-01 |  | F
2__PNEEB000 | Scottish Hydro | NPower Northern Supply Ltd | NEEB | G | NSC-NEE01 | _P | NORTH of SCOTLAND GSP | DEFAULT__P |  | C | -0.018832 | 0 | -28.53 | 0.5545 | 0.5688 | 0.27 | -15.82 | -16.228 | 0 | 0 | F | T | T |  | 2019-06-01 |  | F
2__PNEVA000 | NEVA_P | NEVADA ENERGY LIMITED | NEVA | G |  | _P | NORTH of SCOTLAND GSP | DEFAULT__P |  | C | -0.018832 | 0 | 0 | 0.4319 | 0.4193 | 0.27 | 0 | 0 | 0 | 0 | F | T | F |  | 2019-06-01 |  | F
2__PNEWP000 | 2__PNEWP000 | Shell Energy Supply UK Ltd | NEWPORT | G |  | _P | NORTH of SCOTLAND GSP | DEFAULT__P |  | C | -0.018832 | 3.992 | -15.362 | 0.7393 | 0.6533 | 0.27 | -11.357 | -10.036 | 2.951 | 2.608 | F | T | F |  | 2019-06-01 |  | F
2__PNORW000 | 2__PNORW000 | E.ON Energy Solutions Limited | PGENERGY | G |  | _P | NORTH of SCOTLAND GSP | DEFAULT__P |  | C | -0.018832 | 0 | 0 | 0.5635 | 0.5673 | 0.27 | 0 | 0 | 0 | 0 | F | T | F |  | 2019-06-01 |  | F
2__PNUCE000 | 2__PNUCE000 | NDA | MAGNOX | G |  | _P | NORTH of SCOTLAND GSP | DEFAULT__P |  | C | -0.018832 | 0 | 0 | 0.4319 | 0.4193 | 0.27 | 0 | 0 | 0 | 0 | F | T | F |  | 2019-06-01 |  | F
2__POGAS000 | 2__POGAS000 | British Gas Trading Ltd | BRITGAS | G |  | _P | NORTH of SCOTLAND GSP | DEFAULT__P |  | C | -0.018832 | 0 | -0.042 | 0.4319 | 0.4193 | 0.27 | -0.018 | -0.018 | 0 | 0 | F | T | F |  | 2019-06-01 |  | F
2__POPAL000 | 2__POPAL000 | Avid Energy | OPAL0516 | G |  | _P | NORTH of SCOTLAND GSP | DEFAULT__P |  | C | -0.018832 | 0 | 0 | 0.45 | 0.5 | 0.27 | 0 | 0 | 0 | 0 | F | T | F |  | 2019-06-01 |  | F
2__POREB000 | 2__POREB000 | MoneyPlus Energy Limited | OREBA | G |  | _P | NORTH of SCOTLAND GSP | DEFAULT__P |  | C | -0.018832 | 0 | 0 | 0.4319 | 0.4193 | 0.27 | 0 | 0 | 0 | 0 | F | T | F |  | 2019-06-01 |  | F
2__POREG000 | OREG_P | OREGON ENERGY LIMITED | OREG | G |  | _P | NORTH of SCOTLAND GSP | DEFAULT__P |  | C | -0.018832 | 0 | 0 | 0.4319 | 0.4193 | 0.27 | 0 | 0 | 0 | 0 | F | T | F |  | 2019-06-01 |  | F
2__POSMI000 | 2__POSMI000 | BRISTOL NRG TEC&SERV(SUPP) LTD | OSMIUM | G |  | _P | NORTH of SCOTLAND GSP | DEFAULT__P |  | C | -0.018832 | 6.734 | -0.734 | 0.3011 | 0.3314 | 0.27 | -0.221 | -0.243 | 2.028 | 2.232 | F | T | F |  | 2019-06-01 |  | F
2__POVAL000 | 2__POVAL000 | Oval Energy Limited | OVAL | G |  | _P | NORTH of SCOTLAND GSP | DEFAULT__P |  | C | -0.018832 | 0 | 0 | 0.4319 | 0.4193 | 0.27 | 0 | 0 | 0 | 0 | F | T | F |  | 2019-06-01 |  | F
2__POVOE000 | 2__POVOE000 | OVO Electricity Ltd | OVOE | G |  | _P | NORTH of SCOTLAND GSP | DEFAULT__P |  | C | -0.018832 | 0 | -4 | 0.4747 | 0.512 | 0.27 | -1.899 | -2.048 | 0 | 0 | F | T | F |  | 2019-06-01 |  | F
2__POXPO000 | 2__POXPO000 | Opus Energy Limited | OXFPOWER | G |  | _P | NORTH of SCOTLAND GSP | DEFAULT__P |  | C | -0.018832 | 0 | -12.52 | 0.5768 | 0.4768 | 0.27 | -7.222 | -5.97 | 0 | 0 | F | T | F |  | 2019-07-03 |  | F
2__PPADD000 | 2__PPADD000 | Paddington Power Limited | PADDINGT | G |  | _P | NORTH of SCOTLAND GSP | DEFAULT__P |  | C | -0.018832 | 0 | 0 | 0.4319 | 0.4193 | 0.27 | 0 | 0 | 0 | 0 | F | T | F |  | 2019-06-01 |  | F
2__PPALL000 | 2__PPALL000 | Palladium Energy Supply Ltd | PALLAD | G |  | _P | NORTH of SCOTLAND GSP | DEFAULT__P |  | C | -0.018832 | 0 | 0 | 0.4319 | 0.4193 | 0.27 | 0 | 0 | 0 | 0 | F | T | F |  | 2019-06-01 |  | F
2__PPERL000 | 2__PPERL000 | PERLE ENERGY LIMITED | PERLE | G |  | _P | NORTH of SCOTLAND GSP | DEFAULT__P |  | C | -0.018832 | 0 | 0 | 0.4319 | 0.4193 | 0.27 | 0 | 0 | 0 | 0 | F | T | F |  | 2019-06-01 |  | F
2__PPGEN000 | 2__PPGEN000 | E.ON UK plc | POWERGEN | G | NSC-PGU01 | _P | NORTH of SCOTLAND GSP | DEFAULT__P |  | C | -0.018832 | 150 | -36 | 0.5418 | 0.2942 | 0.27 | -19.505 | -10.591 | 81.27 | 44.13 | F | T | T |  | 2019-06-01 |  | F
2__PPGEN001 | Rothes | E.ON UK plc | POWERGEN | S | CAIRW-1 | _P | NORTH of SCOTLAND GSP | DEFAULT__P | C | C | -0.018832 | 50 | -0.3 | 0.1272 | 0.137 | 0.27 | -0.038 | -0.041 | 6.36 | 6.85 | T | T | T |  | 2019-06-01 | F | T
2__PPGEN002 | Pauls Hill | E.ON UK plc | POWERGEN | S | PAUHW-1 | _P | NORTH of SCOTLAND GSP | DEFAULT__P | C | C | -0.018832 | 64.4 | -0.4 | 0.1742 | 0.1751 | 0.27 | -0.07 | -0.07 | 11.218 | 11.276 | T | T | T |  | 2019-06-01 | F | T
2__PPGEN003 | Camster | E.ON UK plc | POWERGEN | S | CMSTW-1 | _P | NORTH of SCOTLAND GSP | DEFAULT__P | C | C | -0.018832 | 50 | -0.3 | 0.1702 | 0.1954 | 0.27 | -0.051 | -0.059 | 8.51 | 9.77 | T | T | T |  | 2019-06-01 | F | T
2__PPILO000 | 2__PPILO000 | Tonik Energy Limited | PILO1015 | G |  | _P | NORTH of SCOTLAND GSP | DEFAULT__P |  | C | -0.018832 | 0 | -0.55 | 0.4251 | 0.4584 | 0.27 | -0.234 | -0.252 | 0 | 0 | F | T | F |  | 2019-06-01 |  | F
2__PPION000 | 2__PPION000 | Igloo Energy Supply Limited | PION1015 | G |  | _P | NORTH of SCOTLAND GSP | DEFAULT__P |  | C | -0.018832 | 0 | 0 | 0.4319 | 0.4193 | 0.27 | 0 | 0 | 0 | 0 | F | T | F |  | 2019-06-01 |  | F
2__PPIRO000 | 2__PPIRO000 | Pirranello Energy Supply Ltd | PIRANELO | G |  | _P | NORTH of SCOTLAND GSP | DEFAULT__P |  | C | -0.018832 | 0 | 0 | 0.4319 | 0.4193 | 0.27 | 0 | 0 | 0 | 0 | F | T | F |  | 2019-06-01 |  | F
2__PPOWQ000 | PowerQ_P | Hartree Partners Supply UK | POWQ | G |  | _P | NORTH of SCOTLAND GSP | DEFAULT__P |  | C | -0.018832 | 0 | 0 | 0.4319 | 0.4193 | 0.27 | 0 | 0 | 0 | 0 | F | T | F |  | 2019-06-01 |  | F
2__PPROZ000 | PROZ_P | Dyce Energy Ltd | PROZ | G |  | _P | NORTH of SCOTLAND GSP | DEFAULT__P |  | C | -0.018832 | 0 | 0 | 0.4319 | 0.4193 | 0.27 | 0 | 0 | 0 | 0 | F | T | F |  | 2019-06-01 |  | F
2__PPSUK000 | NPEC Scottish Hydro Area PSUK | Npower Limited | NPOWER01 | G |  | _P | NORTH of SCOTLAND GSP | DEFAULT__P |  | C | -0.018832 | 0 | -0.748 | 0.2237 | 0.2237 | 0.27 | -0.167 | -0.167 | 0 | 0 | F | T | F |  | 2019-06-01 |  | F
2__PPURE000 | 2__PPURE000 | Good Energy Limited | PURE | G |  | _P | NORTH of SCOTLAND GSP | DEFAULT__P |  | C | -0.018832 | 24.6 | -0.1 | -38.4351 | -39.9306 | 0.27 | 3.844 | 3.993 | -945.503 | -982.293 | F | T | F |  | 2019-06-01 |  | F
2__PPUTY000 | 2__PPUTY000 | Putney Energy Limited | PUTNEY | G |  | _P | NORTH of SCOTLAND GSP | DEFAULT__P |  | C | -0.018832 | 0 | 0 | 0.4319 | 0.4193 | 0.27 | 0 | 0 | 0 | 0 | F | T | F |  | 2019-06-01 |  | F
2__PQEEN000 | 2__PQEEN000 | GoTo Energy (UK) Limited | QUEENS | G |  | _P | NORTH of SCOTLAND GSP | DEFAULT__P |  | C | -0.018832 | 0 | 0 | 0.4319 | 0.4193 | 0.27 | 0 | 0 | 0 | 0 | F | T | F |  | 2019-06-01 |  | F
2__PRAYL000 | 2__PRAYL000 | Victory Energy Supply Limited | RAYLEIGH | G |  | _P | NORTH of SCOTLAND GSP | DEFAULT__P |  | C | -0.018832 | 0 | 0 | 0.4319 | 0.4193 | 0.27 | 0 | 0 | 0 | 0 | F | T | F |  | 2019-06-01 |  | F
2__PREGE000 | 2__PREGE000 | Bulb Energy | REGENT | G |  | _P | NORTH of SCOTLAND GSP | DEFAULT__P |  | C | -0.018832 | 0 | -38.521 | 0.4211 | 0.4505 | 0.27 | -16.221 | -17.354 | 0 | 0 | F | T | F |  | 2019-06-01 |  | F
2__PRENC000 | 2__PRENC000 | The Renewable Energy Co Ltd | RENC | G |  | _P | NORTH of SCOTLAND GSP | DEFAULT__P |  | C | -0.018832 | 0 | 0 | 0.4319 | 0.4193 | 0.27 | 0 | 0 | 0 | 0 | F | T | F |  | 2019-06-01 |  | F
2__PRHOD000 | 2__PRHOD000 | Utilita Energy Limited | UTILITA | G |  | _P | NORTH of SCOTLAND GSP | DEFAULT__P |  | C | -0.018832 | 6.5 | -5.5 | 0.3742 | 0.3784 | 0.27 | -2.058 | -2.081 | 2.432 | 2.46 | F | T | F |  | 2019-06-01 |  | F
2__PROSE000 | 2__PROSE000 | Gas & Power Ltd TA Gulf G & P | ROSE | G |  | _P | NORTH of SCOTLAND GSP | DEFAULT__P |  | C | -0.018832 | 0 | -0.146 | 0.44 | 0.48 | 0.27 | -0.064 | -0.07 | 0 | 0 | F | T | F |  | 2019-06-01 |  | F
2__PRUTH000 | 2__PRUTH000 | Rutherford Energy Supply Ltd | RUTHRFRD | G |  | _P | NORTH of SCOTLAND GSP | DEFAULT__P |  | C | -0.018832 | 0 | 0 | 0.4319 | 0.4193 | 0.27 | 0 | 0 | 0 | 0 | F | T | F |  | 2019-06-01 |  | F
2__PRWED000 | 2__PRWED000 | ENGIE Power Limited | RWETDL | G | NSC-GDF01 | _P | NORTH of SCOTLAND GSP | DEFAULT__P |  | C | -0.018832 | 83.846 | -10 | 0.0265 | 0.0479 | 0.27 | -0.265 | -0.479 | 2.222 | 4.016 | F | T | T |  | 2019-06-01 |  | F
2__PSANT000 | 2__PSANT000 | Nabuh Energy Limited | SANT1015 | G |  | _P | NORTH of SCOTLAND GSP | DEFAULT__P |  | C | -0.018832 | 0 | -0.262 | 0.4596 | 0.4955 | 0.27 | -0.12 | -0.13 | 0 | 0 | F | T | F |  | 2019-06-01 |  | F
2__PSAPH000 | 2__PSAPH000 | ElectroRoute Energy Limited | SAPHIR | G |  | _P | NORTH of SCOTLAND GSP | DEFAULT__P |  | C | -0.018832 | 0 | 0 | 0.4319 | 0.4193 | 0.27 | 0 | 0 | 0 | 0 | F | T | F |  | 2019-06-01 |  | F
2__PSATU000 | 2__PSATU000 | Satus Energy Limited | SATUS | G |  | _P | NORTH of SCOTLAND GSP | DEFAULT__P |  | C | -0.018832 | 0 | 0 | 0.4319 | 0.4193 | 0.27 | 0 | 0 | 0 | 0 | F | T | F |  | 2019-06-01 |  | F
2__PSCAF000 | 2__PSCAF000 | Valda Energy Limited | SCAFELL | G |  | _P | NORTH of SCOTLAND GSP | DEFAULT__P |  | C | -0.018832 | 0 | 0 | 0.4319 | 0.4193 | 0.27 | 0 | 0 | 0 | 0 | F | T | F |  | 2019-06-01 |  | F
2__PSEEB000 | Default SEEB BMU for _P | EDF Energy Customers Ltd | LENCO | G | NSC-SEE01 | _P | NORTH of SCOTLAND GSP | DEFAULT__P |  | C | -0.018832 | 0 | -4 | 0.6514 | 0.5116 | 0.27 | -2.606 | -2.046 | 0 | 0 | F | T | T |  | 2019-06-01 |  | F
2__PSEEE000 | 2__PSEEE000 | Shell Energy Europe Limited | SHELL2 | G |  | _P | NORTH of SCOTLAND GSP | DEFAULT__P |  | C | -0.018832 | 4 | -15 | 0.4319 | 0.4193 | 0.27 | -6.479 | -6.29 | 1.728 | 1.677 | F | T | F |  | 2019-06-01 |  | F
2__PSIMC000 | 2__PSIMC000 | SIMCOE ENERGY LIMITED | SIMCOE | G |  | _P | NORTH of SCOTLAND GSP | DEFAULT__P |  | C | -0.018832 | 0 | 0 | 0.4319 | 0.4193 | 0.27 | 0 | 0 | 0 | 0 | F | T | F |  | 2019-06-01 |  | F
2__PSING000 | SING_P | United Gas & Power Trading Ltd | SING | G |  | _P | NORTH of SCOTLAND GSP | DEFAULT__P |  | C | -0.018832 | 0 | -0.28 | 0.4319 | 0.4193 | 0.27 | -0.121 | -0.117 | 0 | 0 | F | T | F |  | 2019-06-01 |  | F
2__PSINQ000 | Sinq_P | Sinq Power Ltd | SINQ | G |  | _P | NORTH of SCOTLAND GSP | DEFAULT__P |  | C | -0.018832 | 0 | -5.8 | 0.563 | 0.4608 | 0.27 | -3.265 | -2.673 | 0 | 0 | F | T | F |  | 2019-07-18 |  | F
2__PSIRO000 | 2__PSIRO000 | Hudson Energy Supply UK Ltd | AMPERE | G |  | _P | NORTH of SCOTLAND GSP | DEFAULT__P |  | C | -0.018832 | 0 | 0 | 0.4319 | 0.4193 | 0.27 | 0 | 0 | 0 | 0 | F | T | F |  | 2019-06-01 |  | F
2__PSKLN000 | 2__PSKLN000 | Skylane Energy Supply Ltd | SKYLANE | G |  | _P | NORTH of SCOTLAND GSP | DEFAULT__P |  | C | -0.018832 | 0 | 0 | 0.4319 | 0.4193 | 0.27 | 0 | 0 | 0 | 0 | F | T | F |  | 2019-06-01 |  | F
2__PSLVR000 | 2__PSLVR000 | CNG Electricity Limited | SILVER | G |  | _P | NORTH of SCOTLAND GSP | DEFAULT__P |  | C | -0.018832 | 0 | -2 | 0.4319 | 0.4193 | 0.27 | -0.864 | -0.839 | 0 | 0 | F | T | F |  | 2019-06-01 |  | F
2__PSMAR000 | 2__PSMAR000 | Smartestenergy Limited | SMARTEST | G | NSC-SEL01 | _P | NORTH of SCOTLAND GSP | DEFAULT__P |  | C | -0.018832 | 168 | -48 | 0.2011 | 0.2236 | 0.27 | -9.653 | -10.733 | 33.785 | 37.565 | F | T | T |  | 2019-06-01 |  | F
2__PSNFR000 | 2__PSNFR000 | Sunflower Energy Supply Ltd | SUNFLOWE | G |  | _P | NORTH of SCOTLAND GSP | DEFAULT__P |  | C | -0.018832 | 0 | 0 | 0.4319 | 0.4193 | 0.27 | 0 | 0 | 0 | 0 | F | T | F |  | 2019-06-01 |  | F
2__PSOUT000 | SOUT North Scotland | SSE Electricity Limited | SWEL | G | NSC-STH01 | _P | NORTH of SCOTLAND GSP | DEFAULT__P |  | C | -0.018832 | 0 | -0.4 | 0.0267 | 0.098 | 0.27 | -0.011 | -0.039 | 0 | 0 | F | T | T |  | 2019-06-01 |  | F
2__PSPAL000 | 2__PSPAL000 | Home Energy Trading Ltd | SPALT | G |  | _P | NORTH of SCOTLAND GSP | DEFAULT__P |  | C | -0.018832 | 0 | 0 | 0.4319 | 0.4193 | 0.27 | 0 | 0 | 0 | 0 | F | T | F |  | 2019-06-01 |  | F
2__PSPOW000 | 2__PSPOW000 | SP Energy Retail Ltd | SPSUP01 | G | NSC-SPC01 | _P | NORTH of SCOTLAND GSP | DEFAULT__P |  | C | -0.018832 | 39.2 | -83.6 | 0.5872 | 0.5483 | 0.27 | -49.09 | -45.838 | 23.018 | 21.493 | F | T | T |  | 2019-06-01 |  | F
2__PSPRK000 | 2__PSPRK000 | OVO Electricity Ltd | OVOE | G |  | _P | NORTH of SCOTLAND GSP | DEFAULT__P |  | C | -0.018832 | 0 | -1.86 | 0.4846 | 0.5206 | 0.27 | -0.901 | -0.968 | 0 | 0 | F | T | F |  | 2019-06-01 |  | F
2__PSQKY000 | 2__PSQKY000 | Squeaky Clean Energy Limited | ESSL1015 | G |  | _P | NORTH of SCOTLAND GSP | DEFAULT__P |  | C | -0.018832 | 0 | 0 | 0.4319 | 0.4193 | 0.27 | 0 | 0 | 0 | 0 | F | T | F |  | 2019-07-17 |  | F
2__PSTAT000 | STAT P North Scotland | Statkraft Markets Gmbh | STATKRA1 | G |  | _P | NORTH of SCOTLAND GSP | DEFAULT__P |  | C | -0.018832 | 136 | 0 | 0.4566 | 0.4795 | 0.4634 | 0 | 0 | 63.022 | 63.022 | F | T | F |  | 2019-06-01 |  | F
2__PSTAT001 | STAT P2 North Scotland | Statkraft Markets Gmbh | STATKRA1 | S | CAIRW-2 | _P | NORTH of SCOTLAND GSP | DEFAULT__P | C | C | -0.018832 | 42 | 0 | 0.1913 | 0.1919 | 0.27 | 0 | 0 | 11.34 | 11.34 | T | T | T |  | 2019-06-01 | F | T
2__PSTAT002 | STAT P3 North Scotland | Statkraft Markets Gmbh | STATKRA1 | S | MDHLW-1 | _P | NORTH of SCOTLAND GSP | DEFAULT__P | C | C | -0.018832 | 76 | 0 | 0.1399 | 0.1568 | 0.27 | 0 | 0 | 20.52 | 20.52 | T | T | T |  | 2019-06-01 | F | T
2__PSWAE000 | SWAE North Scotland | SSE Electricity Limited | SWEL | G | NSC-SWA01 | _P | NORTH of SCOTLAND GSP | DEFAULT__P |  | C | -0.018832 | 0 | -0.2 | 0 | 0 | 0.27 | 0 | 0 | 0 | 0 | F | T | F |  | 2019-06-01 |  | F
2__PSWDP000 | 2__PSWDP000 | Snowdrop Energy Supply Ltd | SNOWDROP | G |  | _P | NORTH of SCOTLAND GSP | DEFAULT__P |  | C | -0.018832 | 0.012 | 0 | 0.325 | 0.35 | 0.35 | 0 | 0 | 0.004 | 0.004 | F | T | F |  | 2019-06-01 |  | F
2__PSWEB000 | Default SWEB BMU for _P | EDF Energy Customers Ltd | LENCO | G | NSC-SWT01 | _P | NORTH of SCOTLAND GSP | DEFAULT__P |  | C | -0.018832 | 0 | 0 | 0.4319 | 0.4193 | 0.27 | 0 | 0 | 0 | 0 | F | T | T |  | 2019-06-01 |  | F
2__PSWEL000 | SWL SBMU1 - N Scotland GSPG | SSE Electricity Limited | SWEL | G |  | _P | NORTH of SCOTLAND GSP | DEFAULT__P |  | C | -0.018832 | 0 | 0 | 0.4319 | 0.4193 | 0.27 | 0 | 0 | 0 | 0 | F | T | F |  | 2019-06-01 |  | F
2__PSYMB000 | 2__PSYMB000 | Symbio Energy Ltd | SYMBIO18 | G | NSC-SYM01 | _P | NORTH of SCOTLAND GSP | DEFAULT__P |  | C | -0.018832 | 0 | 0 | 0.4319 | 0.4193 | 0.27 | 0 | 0 | 0 | 0 | F | T | T |  | 2019-06-01 |  | F
2__PTEMP000 | 2__PTEMP000 | Temple Energy Limited | TEMPLE | G |  | _P | NORTH of SCOTLAND GSP | DEFAULT__P |  | C | -0.018832 | 0 | 0 | 0.4319 | 0.4193 | 0.27 | 0 | 0 | 0 | 0 | F | T | F |  | 2019-06-01 |  | F
2__PTEXA000 | TEXA_P | AVRO COMMERCIAL ENERGY | TEXA | G |  | _P | NORTH of SCOTLAND GSP | DEFAULT__P |  | C | -0.018832 | 0 | 0 | 0.4319 | 0.4193 | 0.27 | 0 | 0 | 0 | 0 | F | T | F |  | 2019-06-01 |  | F
2__PTGPL000 | 2__PTGPL000 | Total Gas & Power Ltd | TFEGP | G | NSC-TFE01 | _P | NORTH of SCOTLAND GSP | DEFAULT__P |  | C | -0.018832 | 2 | -38 | 0.7231 | 0.5574 | 0.27 | -27.478 | -21.181 | 1.446 | 1.115 | F | T | F |  | 2019-06-01 |  | F
2__PTHLE000 | 2__PTHLE000 | Orbit Energy Limited | THISTLE | G |  | _P | NORTH of SCOTLAND GSP | DEFAULT__P |  | C | -0.018832 | 0 | 0 | 0.5324 | 0.5568 | 0.27 | 0 | 0 | 0 | 0 | F | T | F |  | 2019-06-01 |  | F
2__PTHRE000 | 2__PTHRE000 | Corona Energy Retail 4 Limited | SUPELEC3 | G |  | _P | NORTH of SCOTLAND GSP | DEFAULT__P |  | C | -0.018832 | 0 | -7 | 0.4319 | 0.4193 | 0.27 | -3.023 | -2.935 | 0 | 0 | F | T | F |  | 2019-06-01 |  | F
2__PTILL000 | 2__PTILL000 | TILLICUM ENERGY LIMITED | TILLICUM | G |  | _P | NORTH of SCOTLAND GSP | DEFAULT__P |  | C | -0.018832 | 0 | 0 | 0.4319 | 0.4193 | 0.27 | 0 | 0 | 0 | 0 | F | T | F |  | 2019-06-01 |  | F
2__PTLWD000 | 2__PTLWD000 | BRUNTWOOD ENERGY SERVICES LTD | TAILWIND | G |  | _P | NORTH of SCOTLAND GSP | DEFAULT__P |  | C | -0.018832 | 0 | 0 | 0.4319 | 0.4193 | 0.27 | 0 | 0 | 0 | 0 | F | T | F |  | 2019-06-01 |  | F
2__PTNDO000 | 2__PTNDO000 | Pozitive Energy Limited | TORNADO | G |  | _P | NORTH of SCOTLAND GSP | DEFAULT__P |  | C | -0.018832 | 0 | -0.48 | 0.4901 | 0.3682 | 0.27 | -0.235 | -0.177 | 0 | 0 | F | T | F |  | 2019-06-01 |  | F
2__PTOGO000 | 2__PTOGO000 | TOGETHER ENERGY SUPPLY LIMITED | AZACCA | G |  | _P | NORTH of SCOTLAND GSP | DEFAULT__P |  | C | -0.018832 | 0 | 0 | 0.4319 | 0.4193 | 0.27 | 0 | 0 | 0 | 0 | F | T | F |  | 2019-06-01 |  | F
2__PTONB000 | 2__PTONB000 | Tonik Energy Limited | PILO1015 | G |  | _P | NORTH of SCOTLAND GSP | DEFAULT__P |  | C | -0.018832 | 0 | 0 | 0.4319 | 0.4193 | 0.27 | 0 | 0 | 0 | 0 | F | T | F |  | 2019-06-01 |  | F
2__PTOTO000 | 2__PTOTO000 | TOTO Energy Limited | COVENT | G |  | _P | NORTH of SCOTLAND GSP | DEFAULT__P |  | C | -0.018832 | 0 | 0 | 0.4319 | 0.4193 | 0.27 | 0 | 0 | 0 | 0 | F | T | F |  | 2019-06-01 |  | F
2__PTRAM000 | Tramonto_P | Switch Business Gas and Power | TRAM | G |  | _P | NORTH of SCOTLAND GSP | DEFAULT__P |  | C | -0.018832 | 0 | -0.0092 | 0.4319 | 0.4193 | 0.27 | -0.004 | -0.004 | 0 | 0 | F | T | F |  | 2019-06-01 |  | F
2__PTREX000 | 2__PTREX000 | POWER4ALL Limited | POWER4 | G |  | _P | NORTH of SCOTLAND GSP | DEFAULT__P |  | C | -0.018832 | 0 | -5.4 | 0.7474 | 0.7394 | 0.27 | -4.036 | -3.993 | 0 | 0 | F | T | F |  | 2019-06-01 |  | F
2__PTULP000 | 2__PTULP000 | PURE PLANET LIMITED | TULIP | G |  | _P | NORTH of SCOTLAND GSP | DEFAULT__P |  | C | -0.018832 | 0 | -3.974 | 0.326 | 0.3481 | 0.27 | -1.296 | -1.383 | 0 | 0 | F | T | F |  | 2019-06-27 |  | F
2__PUKPR000 | UK_Power_Reserve_P | UK Power Reserve Limited | UKPR | G |  | _P | NORTH of SCOTLAND GSP | DEFAULT__P |  | C | -0.018832 | 0 | 0 | 0.4319 | 0.4193 | 0.27 | 0 | 0 | 0 | 0 | F | T | F |  | 2019-06-01 |  | F
2__PVAVU000 | VAVU_P | Vavu Power Limited | VAVU | G |  | _P | NORTH of SCOTLAND GSP | DEFAULT__P |  | C | -0.018832 | 0 | 0 | 0.4319 | 0.4193 | 0.27 | 0 | 0 | 0 | 0 | F | T | F |  | 2019-06-01 |  | F
2__PVERM000 | VERM_P | ENERGISE BRITAIN GAS & ELEC | VERM | G |  | _P | NORTH of SCOTLAND GSP | DEFAULT__P |  | C | -0.018832 | 0 | 0 | 0.4319 | 0.4193 | 0.27 | 0 | 0 | 0 | 0 | F | T | F |  | 2019-06-01 |  | F
2__PVETS000 | VTS_GSP_P_014 | Vattenfall Energy Trading | VTS | G |  | _P | NORTH of SCOTLAND GSP | DEFAULT__P |  | C | -0.018832 | 16.3 | 0 | 0.1393 | 0.1577 | 0.1447 | 0 | 0 | 2.359 | 2.359 | F | T | F |  | 2019-06-01 |  | F
2__PVIPR000 | 2__PVIPR000 | Viper Energy Supply Ltd | VIPER | G |  | _P | NORTH of SCOTLAND GSP | DEFAULT__P |  | C | -0.018832 | 0 | 0 | 0.4319 | 0.4193 | 0.27 | 0 | 0 | 0 | 0 | F | T | F |  | 2019-06-01 |  | F
2__PVIRG000 | VIRG_P | Green Energy Supply Limited | VIRG | G |  | _P | NORTH of SCOTLAND GSP | DEFAULT__P |  | C | -0.018832 | 0 | 0 | 0.4319 | 0.4193 | 0.27 | 0 | 0 | 0 | 0 | F | T | F |  | 2019-06-01 |  | F
2__PVNGA000 | 2__PVNGA000 | Venga Energy Supply Ltd | VENGA | G |  | _P | NORTH of SCOTLAND GSP | DEFAULT__P |  | C | -0.018832 | 0 | 0 | 0.4319 | 0.4193 | 0.27 | 0 | 0 | 0 | 0 | F | T | F |  | 2019-06-01 |  | F
2__PVNQT000 | 2__PVNQT000 | Vanquist Energy Supply Ltd | VANQUIST | G |  | _P | NORTH of SCOTLAND GSP | DEFAULT__P |  | C | -0.018832 | 0 | 0 | 0.4319 | 0.4193 | 0.27 | 0 | 0 | 0 | 0 | F | T | F |  | 2019-06-01 |  | F
2__PVOLT000 | 2__PVOLT000 | Co-operative Energy Limited | VOLA | G |  | _P | NORTH of SCOTLAND GSP | DEFAULT__P |  | C | -0.018832 | 6.232 | -0.8578 | 0.0922 | 0.1066 | 0.27 | -0.079 | -0.091 | 0.575 | 0.664 | F | T | F |  | 2019-06-01 |  | F
2__PWASH000 | WASH_P | Utility Point Limited | WASH | G |  | _P | NORTH of SCOTLAND GSP | DEFAULT__P |  | C | -0.018832 | 0 | 0 | 0.3533 | 0.3792 | 0.27 | 0 | 0 | 0 | 0 | F | T | F |  | 2019-06-01 |  | F
2__PWILL000 | 2__PWILL000 | WILLAMETTE ENERGY LIMITED | WILLAMET | G |  | _P | NORTH of SCOTLAND GSP | DEFAULT__P |  | C | -0.018832 | 0 | 0 | 0.4319 | 0.4193 | 0.27 | 0 | 0 | 0 | 0 | F | T | F |  | 2019-06-01 |  | F
2__PYELG000 | _P Default BM Scottish Hydro | NPower Yorkshire Supply Ltd | YE | G | NSC-YEP01 | _P | NORTH of SCOTLAND GSP | DEFAULT__P |  | C | -0.018832 | 0 | -0.004 | 0.7 | 0.8 | 0.27 | -0.003 | -0.003 | 0 | 0 | F | T | T |  | 2019-06-01 |  | F
2__PYNRG000 | 2__PYNRG000 | Daisy Energy Supply Ltd | DAISY | G |  | _P | NORTH of SCOTLAND GSP | DEFAULT__P |  | C | -0.018832 | 0 | 0 | 0.4319 | 0.4193 | 0.27 | 0 | 0 | 0 | 0 | F | T | F |  | 2019-06-19 |  | F
2__PZPYR000 | 2__PZPYR000 | Green Network Energy Limited | ZEPHYR | G |  | _P | NORTH of SCOTLAND GSP | DEFAULT__P |  | C | -0.018832 | 0 | -5.38 | 0.4785 | 0.5189 | 0.27 | -2.574 | -2.792 | 0 | 0 | F | T | F |  | 2019-07-22 | F | F
2__PZYTH000 | 2__PZYTH000 | ZYTHOS ENERGY LIMITED | ZYTHOS | G |  | _P | NORTH of SCOTLAND GSP | DEFAULT__P |  | C | -0.018832 | 0 | 0 | 0.4319 | 0.4193 | 0.27 | 0 | 0 | 0 | 0 | F | T | F |  | 2019-06-01 |  | F
C__AANGE002 | C__AANGE002-AAA-CAM-197 | Limejump Energy Limited | ANGEL | S | AG-ALIM03 | _A | Eastern GSP Group | DEFAULT__A |  | C | 0.0012543 | 0 | 0 | 0.5239 | 0.4862 | 0.27 | 0 | 0 | 0 | 0 | F | T | T |  | 2019-06-01 | F | F
C__AANGE009 | C__AANGE009-AAA-COM-191 | Limejump Energy Limited | ANGEL | S |  | _A | Eastern GSP Group | DEFAULT__A |  | C | 0.0012543 | 0 | 0 | 0.5239 | 0.4862 | 0.27 | 0 | 0 | 0 | 0 | F | T | F |  | 2019-06-01 | F | F
C__AAXPO002 | C__AAXPO002-AAA-CAM-197 | AXPO UK LIMITED | EGLUK | S |  | _A | Eastern GSP Group | DEFAULT__A |  | C | 0.0012543 | 12 | 0 | 0.2294 | 0.2185 | 0.2262 | 0 | 0 | 2.714 | 2.714 | F | T | F |  | 2019-06-01 | F | F
C__AAXPO009 | C__AAXPO009-AAA-COM-191 | AXPO UK LIMITED | EGLUK | S |  | _A | Eastern GSP Group | DEFAULT__A |  | C | 0.0012543 | 0 | 0 | 0.5239 | 0.4862 | 0.27 | 0 | 0 | 0 | 0 | F | T | F |  | 2019-06-01 | F | F
C__ACNDL002 | C__ACNDL002-AAA-CAM-197 | NEAS Energy Ltd. | CNDA | S |  | _A | Eastern GSP Group | DEFAULT__A |  | C | 0.0012543 | 0 | 0 | 0.5239 | 0.4862 | 0.27 | 0 | 0 | 0 | 0 | F | T | F |  | 2019-06-01 | F | F
C__ACNDL009 | C__ACNDL009-AAA-COM-191 | NEAS Energy Ltd. | CNDA | S |  | _A | Eastern GSP Group | DEFAULT__A |  | C | 0.0012543 | 0 | 0 | 0.5239 | 0.4862 | 0.27 | 0 | 0 | 0 | 0 | F | T | F |  | 2019-06-01 | F | F
C__ACNRG002 | C__ACNRG002-AAA-CAM-197 | Opus Energy (Corporate) Ltd | CHENERGY | S |  | _A | Eastern GSP Group | DEFAULT__A |  | C | 0.0012543 | 0 | 0 | 0.5239 | 0.4862 | 0.27 | 0 | 0 | 0 | 0 | F | T | F |  | 2019-06-01 | F | F
C__ACNRG009 | C__ACNRG009-AAA-COM-191 | Opus Energy (Corporate) Ltd | CHENERGY | S |  | _A | Eastern GSP Group | DEFAULT__A |  | C | 0.0012543 | 0 | 0 | 0.5239 | 0.4862 | 0.27 | 0 | 0 | 0 | 0 | F | T | F |  | 2019-06-01 | F | F
C__ACOOP002 | C__ACOOP002-AAA-CAM-197 | I Supply Energy Limited | COOP | S |  | _A | Eastern GSP Group | DEFAULT__A |  | C | 0.0012543 | 0 | 0 | 0.5239 | 0.4862 | 0.27 | 0 | 0 | 0 | 0 | F | T | F |  | 2019-06-01 | F | F
C__ACOOP009 | C__ACOOP009-AAA-COM-191 | I Supply Energy Limited | COOP | S |  | _A | Eastern GSP Group | DEFAULT__A |  | C | 0.0012543 | 0 | 0 | 0.5239 | 0.4862 | 0.27 | 0 | 0 | 0 | 0 | F | T | F |  | 2019-06-01 | F | F
C__ACOUL002 | C__ACOUL002-AAA-CAM-197 | Coulomb Energy Supply Limited | COULOMB | S |  | _A | Eastern GSP Group | DEFAULT__A |  | C | 0.0012543 | 0 | 0 | 0.5239 | 0.4862 | 0.27 | 0 | 0 | 0 | 0 | F | T | F |  | 2019-06-01 | F | F
C__ACOUL009 | C__ACOUL009-AAA-COM-191 | Coulomb Energy Supply Limited | COULOMB | S |  | _A | Eastern GSP Group | DEFAULT__A |  | C | 0.0012543 | 0 | 0 | 0.5239 | 0.4862 | 0.27 | 0 | 0 | 0 | 0 | F | T | F |  | 2019-06-01 | F | F
C__AECOA002 | C__AECOA002-AAA-CAM-197 | British Gas Trading Ltd | BRITGAS | S |  | _A | Eastern GSP Group | DEFAULT__A |  | C | 0.0012543 | 0 | 0 | 0.5239 | 0.4862 | 0.27 | 0 | 0 | 0 | 0 | F | T | F |  | 2019-06-01 | F | F
C__AECOA009 | C__AECOA009-AAA-COM-191 | British Gas Trading Ltd | BRITGAS | S |  | _A | Eastern GSP Group | DEFAULT__A |  | C | 0.0012543 | 0 | 0 | 0.5239 | 0.4862 | 0.27 | 0 | 0 | 0 | 0 | F | T | F |  | 2019-06-01 | F | F
C__AECOT002 | C__AECOT002-AAA-CAM-197 | The Renewable Energy Co Ltd | RENC | S |  | _A | Eastern GSP Group | DEFAULT__A |  | C | 0.0012543 | 0 | 0 | 0.5239 | 0.4862 | 0.27 | 0 | 0 | 0 | 0 | F | T | F |  | 2019-06-01 | F | F
C__AECOT009 | C__AECOT009-AAA-COM-191 | The Renewable Energy Co Ltd | RENC | S |  | _A | Eastern GSP Group | DEFAULT__A |  | C | 0.0012543 | 0 | 0 | 0.5239 | 0.4862 | 0.27 | 0 | 0 | 0 | 0 | F | T | F |  | 2019-06-01 | F | F
C__AEMEB002 | C__AEMEB002-AAA-CAM-197 | E.ON Energy Solutions Limited | PGENERGY | S |  | _A | Eastern GSP Group | DEFAULT__A |  | C | 0.0012543 | 0 | 0 | 0.5239 | 0.4862 | 0.27 | 0 | 0 | 0 | 0 | F | T | F |  | 2019-06-01 | F | F
C__AEMEB009 | C__AEMEB009-AAA-COM-191 | E.ON Energy Solutions Limited | PGENERGY | S |  | _A | Eastern GSP Group | DEFAULT__A |  | C | 0.0012543 | 0 | 0 | 0.5239 | 0.4862 | 0.27 | 0 | 0 | 0 | 0 | F | T | F |  | 2019-06-01 | F | F
C__AENDC002 | C__AENDC002-AAA-CAM-197 | EPG Energy Limited | EPGNRG | S |  | _A | Eastern GSP Group | DEFAULT__A |  | C | 0.0012543 | 0 | 0 | 0.5239 | 0.4862 | 0.27 | 0 | 0 | 0 | 0 | F | T | F |  | 2019-06-01 | F | F
C__AENDC009 | C__AENDC009-AAA-COM-191 | EPG Energy Limited | EPGNRG | S |  | _A | Eastern GSP Group | DEFAULT__A |  | C | 0.0012543 | 0 | 0 | 0.5239 | 0.4862 | 0.27 | 0 | 0 | 0 | 0 | F | T | F |  | 2019-06-01 | F | F
C__AENEC002 | C__AENEC002-AAA-CAM-197 | Eneco Energy Trade | ENECOUK | S |  | _A | Eastern GSP Group | DEFAULT__A |  | C | 0.0012543 | 0 | 0 | 0.5239 | 0.4862 | 0.27 | 0 | 0 | 0 | 0 | F | T | F |  | 2019-06-01 | F | F
C__AENEC009 | C__AENEC009-AAA-COM-191 | Eneco Energy Trade | ENECOUK | S |  | _A | Eastern GSP Group | DEFAULT__A |  | C | 0.0012543 | 0 | 0 | 0.5239 | 0.4862 | 0.27 | 0 | 0 | 0 | 0 | F | T | F |  | 2019-06-01 | F | F
C__AENRD002 | C__AENRD002-AAA-CAM-197 | British Gas Trading Ltd | BRITGAS | S |  | _A | Eastern GSP Group | DEFAULT__A |  | C | 0.0012543 | 0 | 0 | 0.5239 | 0.4862 | 0.27 | 0 | 0 | 0 | 0 | F | T | F |  | 2019-06-01 | F | F
C__AENRD009 | C__AENRD009-AAA-COM-191 | British Gas Trading Ltd | BRITGAS | S |  | _A | Eastern GSP Group | DEFAULT__A |  | C | 0.0012543 | 0 | 0 | 0.5239 | 0.4862 | 0.27 | 0 | 0 | 0 | 0 | F | T | F |  | 2019-06-01 | F | F
C__AENRG002 | C__AENRG002-AAA-CAM-197 | Opus Energy Renewables Limited | EVENERGY | S |  | _A | Eastern GSP Group | DEFAULT__A |  | C | 0.0012543 | 0 | 0 | 0.5239 | 0.4862 | 0.27 | 0 | 0 | 0 | 0 | F | T | F |  | 2019-06-01 | F | F
C__AENRG009 | C__AENRG009-AAA-COM-191 | Opus Energy Renewables Limited | EVENERGY | S |  | _A | Eastern GSP Group | DEFAULT__A |  | C | 0.0012543 | 0 | 0 | 0.5239 | 0.4862 | 0.27 | 0 | 0 | 0 | 0 | F | T | F |  | 2019-06-01 | F | F
C__AFSEN002 | C__AFSEN002-AAA-CAM-197 | F & S Energy Ltd | FSE0001 | S |  | _A | Eastern GSP Group | DEFAULT__A |  | C | 0.0012543 | 0 | 0 | 0.5239 | 0.4862 | 0.27 | 0 | 0 | 0 | 0 | F | T | F |  | 2019-06-01 | F | F
C__AFSEN009 | C__AFSEN009-AAA-COM-191 | F & S Energy Ltd | FSE0001 | S |  | _A | Eastern GSP Group | DEFAULT__A |  | C | 0.0012543 | 0 | 0 | 0.5239 | 0.4862 | 0.27 | 0 | 0 | 0 | 0 | F | T | F |  | 2019-06-01 | F | F
C__AGANY002 | C__AGANY002-AAA-CAM-197 | Solarplicity Supply Limited | GANYMEDE | S |  | _A | Eastern GSP Group | DEFAULT__A |  | C | 0.0012543 | 0 | 0 | 0.5239 | 0.4862 | 0.27 | 0 | 0 | 0 | 0 | F | T | F |  | 2019-06-01 | F | F
C__AGANY009 | C__AGANY009-AAA-COM-191 | Solarplicity Supply Limited | GANYMEDE | S |  | _A | Eastern GSP Group | DEFAULT__A |  | C | 0.0012543 | 0 | 0 | 0.5239 | 0.4862 | 0.27 | 0 | 0 | 0 | 0 | F | T | F |  | 2019-06-01 | F | F
C__AGETW002 | C__AGETW002-AAA-CAM-197 | Utilita Energy Limited | UTILITA | S |  | _A | Eastern GSP Group | DEFAULT__A |  | C | 0.0012543 | 0 | 0 | 0.5239 | 0.4862 | 0.27 | 0 | 0 | 0 | 0 | F | T | F |  | 2019-06-01 | F | F
C__AGETW009 | C__AGETW009-AAA-COM-191 | Utilita Energy Limited | UTILITA | S |  | _A | Eastern GSP Group | DEFAULT__A |  | C | 0.0012543 | 0 | 0 | 0.5239 | 0.4862 | 0.27 | 0 | 0 | 0 | 0 | F | T | F |  | 2019-06-01 | F | F
C__AGMTR002 | C__AGMTR002-AAA-CAM-197 | Gazprom M & T Retail Ltd | GMTR | S |  | _A | Eastern GSP Group | DEFAULT__A |  | C | 0.0012543 | 0 | 0 | 0.5239 | 0.4862 | 0.27 | 0 | 0 | 0 | 0 | F | T | F |  | 2019-06-01 | F | F
C__AGMTR009 | C__AGMTR009-AAA-COM-191 | Gazprom M & T Retail Ltd | GMTR | S |  | _A | Eastern GSP Group | DEFAULT__A |  | C | 0.0012543 | 0 | 0 | 0.5239 | 0.4862 | 0.27 | 0 | 0 | 0 | 0 | F | T | F |  | 2019-06-01 | F | F
C__AGNRG002 | C__AGNRG002-AAA-CAM-197 | Green Energy (UK) Plc | GRNUKPLC | S |  | _A | Eastern GSP Group | DEFAULT__A |  | C | 0.0012543 | 0 | 0 | 0.5239 | 0.4862 | 0.27 | 0 | 0 | 0 | 0 | F | T | F |  | 2019-06-01 | F | F
C__AGNRG009 | C__AGNRG009-AAA-COM-191 | Green Energy (UK) Plc | GRNUKPLC | S |  | _A | Eastern GSP Group | DEFAULT__A |  | C | 0.0012543 | 0 | 0 | 0.5239 | 0.4862 | 0.27 | 0 | 0 | 0 | 0 | F | T | F |  | 2019-06-01 | F | F
C__AHAVE002 | C__AHAVE002-AAA-CAM-197 | Haven Power Ltd | HAVEN | S |  | _A | Eastern GSP Group | DEFAULT__A |  | C | 0.0012543 | 0 | 0 | 0.5239 | 0.4862 | 0.27 | 0 | 0 | 0 | 0 | F | T | F |  | 2019-06-01 | F | F
C__AHAVE009 | C__AHAVE009-AAA-COM-191 | Haven Power Ltd | HAVEN | S |  | _A | Eastern GSP Group | DEFAULT__A |  | C | 0.0012543 | 0 | 0 | 0.5239 | 0.4862 | 0.27 | 0 | 0 | 0 | 0 | F | T | F |  | 2019-06-01 | F | F
C__AHPOW002 | C__AHPOW002-AAA-CAM-197 | Haven Power Ltd | HAVEN | S |  | _A | Eastern GSP Group | DEFAULT__A |  | C | 0.0012543 | 0 | 0 | 0.5239 | 0.4862 | 0.27 | 0 | 0 | 0 | 0 | F | T | F |  | 2019-06-01 | F | F
C__AHPOW009 | C__AHPOW009-AAA-COM-191 | Haven Power Ltd | HAVEN | S |  | _A | Eastern GSP Group | DEFAULT__A |  | C | 0.0012543 | 0 | 0 | 0.5239 | 0.4862 | 0.27 | 0 | 0 | 0 | 0 | F | T | F |  | 2019-06-01 | F | F
C__AHUDS002 | C__AHUDS002-AAA-CAM-197 | Hudson Energy Supply UK Ltd | AMPERE | S |  | _A | Eastern GSP Group | DEFAULT__A |  | C | 0.0012543 | 0 | 0 | 0.5239 | 0.4862 | 0.27 | 0 | 0 | 0 | 0 | F | T | F |  | 2019-06-01 | F | F
C__AHUDS009 | C__AHUDS009-AAA-COM-191 | Hudson Energy Supply UK Ltd | AMPERE | S |  | _A | Eastern GSP Group | DEFAULT__A |  | C | 0.0012543 | 0 | 0 | 0.5239 | 0.4862 | 0.27 | 0 | 0 | 0 | 0 | F | T | F |  | 2019-06-01 | F | F
C__AHYDE002 | C__AHYDE002-AAA-CAM-197 | SSE Electricity Limited | SWEL | S |  | _A | Eastern GSP Group | DEFAULT__A |  | C | 0.0012543 | 0 | 0 | 0.5239 | 0.4862 | 0.27 | 0 | 0 | 0 | 0 | F | T | F |  | 2019-06-01 | F | F
C__AHYDE009 | C__AHYDE009-AAA-COM-191 | SSE Electricity Limited | SWEL | S |  | _A | Eastern GSP Group | DEFAULT__A |  | C | 0.0012543 | 0 | 0 | 0.5239 | 0.4862 | 0.27 | 0 | 0 | 0 | 0 | F | T | F |  | 2019-06-01 | F | F
C__AIMPO002 | C__AIMPO002-AAA-CAM-197 | SSE Energy Supply Limited | SSE | S |  | _A | Eastern GSP Group | DEFAULT__A |  | C | 0.0012543 | 0 | 0 | 0.5239 | 0.4862 | 0.27 | 0 | 0 | 0 | 0 | F | T | F |  | 2019-06-01 | F | F
C__AIMPO009 | C__AIMPO009-AAA-COM-191 | SSE Energy Supply Limited | SSE | S |  | _A | Eastern GSP Group | DEFAULT__A |  | C | 0.0012543 | 0 | 0 | 0.5239 | 0.4862 | 0.27 | 0 | 0 | 0 | 0 | F | T | F |  | 2019-06-01 | F | F
C__ALIGH002 | C__ALIGH002-AAA-CAM-197 | MVV Environment Services Ltd | LIGHTNIN | S |  | _A | Eastern GSP Group | DEFAULT__A |  | C | 0.0012543 | 0 | 0 | 0.5239 | 0.4862 | 0.27 | 0 | 0 | 0 | 0 | F | T | F |  | 2019-06-01 | F | F
C__ALIGH009 | C__ALIGH009-AAA-COM-191 | MVV Environment Services Ltd | LIGHTNIN | S |  | _A | Eastern GSP Group | DEFAULT__A |  | C | 0.0012543 | 0 | 0 | 0.5239 | 0.4862 | 0.27 | 0 | 0 | 0 | 0 | F | T | F |  | 2019-06-01 | F | F
C__ALIME002 | C__ALIME002-AAA-CAM-197 | Limejump Energy Limited | ANGEL | S |  | _A | Eastern GSP Group | DEFAULT__A |  | C | 0.0012543 | 0 | 0 | 0.5239 | 0.4862 | 0.27 | 0 | 0 | 0 | 0 | F | T | F |  | 2019-06-01 | F | F
C__ALIME009 | C__ALIME009-AAA-COM-191 | Limejump Energy Limited | ANGEL | S |  | _A | Eastern GSP Group | DEFAULT__A |  | C | 0.0012543 | 0 | 0 | 0.5239 | 0.4862 | 0.27 | 0 | 0 | 0 | 0 | F | T | F |  | 2019-06-01 | F | F
C__ALOND002 | C__ALOND002-AAA-CAM-197 | EDF Energy Customers Ltd | LENCO | S |  | _A | Eastern GSP Group | DEFAULT__A |  | C | 0.0012543 | 0 | 0 | 0.5239 | 0.4862 | 0.27 | 0 | 0 | 0 | 0 | F | T | F |  | 2019-06-01 | F | F
C__ALOND009 | C__ALOND009-AAA-COM-191 | EDF Energy Customers Ltd | LENCO | S |  | _A | Eastern GSP Group | DEFAULT__A |  | C | 0.0012543 | 0 | 0 | 0.5239 | 0.4862 | 0.27 | 0 | 0 | 0 | 0 | F | T | F |  | 2019-06-01 | F | F
C__AMAGN002 | C__AMAGN002-AAA-CAM-197 | Orsted Power Sales (UK) Ltd | MAGNETIC | S |  | _A | Eastern GSP Group | DEFAULT__A |  | C | 0.0012543 | 0 | 0 | 0.5239 | 0.4862 | 0.27 | 0 | 0 | 0 | 0 | F | T | F |  | 2019-06-01 | F | F
C__AMAGN009 | C__AMAGN009-AAA-COM-191 | Orsted Power Sales (UK) Ltd | MAGNETIC | S |  | _A | Eastern GSP Group | DEFAULT__A |  | C | 0.0012543 | 0 | 0 | 0.5239 | 0.4862 | 0.27 | 0 | 0 | 0 | 0 | F | T | F |  | 2019-06-01 | F | F
C__AMRCY002 | C__AMRCY002-AAA-CAM-197 | Octopus Energy Limited | MERCURY | S |  | _A | Eastern GSP Group | DEFAULT__A |  | C | 0.0012543 | 0 | 0 | 0.5239 | 0.4862 | 0.27 | 0 | 0 | 0 | 0 | F | T | F |  | 2019-06-01 | F | F
C__AMRCY009 | C__AMRCY009-AAA-COM-191 | Octopus Energy Limited | MERCURY | S |  | _A | Eastern GSP Group | DEFAULT__A |  | C | 0.0012543 | 0 | 0 | 0.5239 | 0.4862 | 0.27 | 0 | 0 | 0 | 0 | F | T | F |  | 2019-06-01 | F | F
C__ANATP002 | C__ANATP002-AAA-CAM-197 | Npower Limited | NPOWER01 | S |  | _A | Eastern GSP Group | DEFAULT__A |  | C | 0.0012543 | 0 | 0 | 0.5239 | 0.4862 | 0.27 | 0 | 0 | 0 | 0 | F | T | F |  | 2019-06-01 | F | F
C__ANATP009 | C__ANATP009-AAA-COM-191 | Npower Limited | NPOWER01 | S |  | _A | Eastern GSP Group | DEFAULT__A |  | C | 0.0012543 | 0 | 0 | 0.5239 | 0.4862 | 0.27 | 0 | 0 | 0 | 0 | F | T | F |  | 2019-06-01 | F | F
C__ANEWP002 | C__ANEWP002-AAA-CAM-197 | Shell Energy Supply UK Ltd | NEWPORT | S |  | _A | Eastern GSP Group | DEFAULT__A |  | C | 0.0012543 | 0 | 0 | 0.5239 | 0.4862 | 0.27 | 0 | 0 | 0 | 0 | F | T | F |  | 2019-06-01 | F | F
C__ANEWP009 | C__ANEWP009-AAA-COM-191 | Shell Energy Supply UK Ltd | NEWPORT | S |  | _A | Eastern GSP Group | DEFAULT__A |  | C | 0.0012543 | 0 | 0 | 0.5239 | 0.4862 | 0.27 | 0 | 0 | 0 | 0 | F | T | F |  | 2019-06-01 | F | F
C__AOXPO002 | C__AOXPO002-AAA-CAM-197 | Opus Energy Limited | OXFPOWER | S |  | _A | Eastern GSP Group | DEFAULT__A |  | C | 0.0012543 | 0 | 0 | 0.5239 | 0.4862 | 0.27 | 0 | 0 | 0 | 0 | F | T | F |  | 2019-06-01 | F | F
C__AOXPO009 | C__AOXPO009-AAA-COM-191 | Opus Energy Limited | OXFPOWER | S |  | _A | Eastern GSP Group | DEFAULT__A |  | C | 0.0012543 | 0 | 0 | 0.5239 | 0.4862 | 0.27 | 0 | 0 | 0 | 0 | F | T | F |  | 2019-06-01 | F | F
C__APGEN002 | C__APGEN002-AAA-CAM-197 | E.ON UK plc | POWERGEN | S |  | _A | Eastern GSP Group | DEFAULT__A |  | C | 0.0012543 | 0 | 0 | 0.5239 | 0.4862 | 0.27 | 0 | 0 | 0 | 0 | F | T | F |  | 2019-06-01 | F | F
C__APGEN009 | C__APGEN009-AAA-COM-191 | E.ON UK plc | POWERGEN | S |  | _A | Eastern GSP Group | DEFAULT__A |  | C | 0.0012543 | 0 | 0 | 0.5239 | 0.4862 | 0.27 | 0 | 0 | 0 | 0 | F | T | F |  | 2019-06-01 | F | F
C__APURE002 | C__APURE002-AAA-CAM-197 | Good Energy Limited | PURE | S |  | _A | Eastern GSP Group | DEFAULT__A |  | C | 0.0012543 | 0 | 0 | 0.5239 | 0.4862 | 0.27 | 0 | 0 | 0 | 0 | F | T | F |  | 2019-06-01 | F | F
C__APURE009 | C__APURE009-AAA-COM-191 | Good Energy Limited | PURE | S |  | _A | Eastern GSP Group | DEFAULT__A |  | C | 0.0012543 | 0 | 0 | 0.5239 | 0.4862 | 0.27 | 0 | 0 | 0 | 0 | F | T | F |  | 2019-06-01 | F | F
C__ARWED002 | C__ARWED002-AAA-CAM-197 | ENGIE Power Limited | RWETDL | S |  | _A | Eastern GSP Group | DEFAULT__A |  | C | 0.0012543 | 0 | 0 | 0.5239 | 0.4862 | 0.27 | 0 | 0 | 0 | 0 | F | T | F |  | 2019-06-01 | F | F
C__ARWED009 | C__ARWED009-AAA-COM-191 | ENGIE Power Limited | RWETDL | S |  | _A | Eastern GSP Group | DEFAULT__A |  | C | 0.0012543 | 0 | 0 | 0.5239 | 0.4862 | 0.27 | 0 | 0 | 0 | 0 | F | T | F |  | 2019-06-01 | F | F
C__ASMAR002 | C__ASMAR002-AAA-CAM-197 | Smartestenergy Limited | SMARTEST | S |  | _A | Eastern GSP Group | DEFAULT__A |  | C | 0.0012543 | 0 | 0 | 0.5239 | 0.4862 | 0.27 | 0 | 0 | 0 | 0 | F | T | F |  | 2019-06-01 | F | F
C__ASMAR009 | C__ASMAR009-AAA-COM-191 | Smartestenergy Limited | SMARTEST | S |  | _A | Eastern GSP Group | DEFAULT__A |  | C | 0.0012543 | 0 | 0 | 0.5239 | 0.4862 | 0.27 | 0 | 0 | 0 | 0 | F | T | F |  | 2019-06-01 | F | F
C__ASOUT002 | C__ASOUT002-AAA-CAM-197 | SSE Electricity Limited | SWEL | S |  | _A | Eastern GSP Group | DEFAULT__A |  | C | 0.0012543 | 0 | 0 | 0.5239 | 0.4862 | 0.27 | 0 | 0 | 0 | 0 | F | T | F |  | 2019-06-01 | F | F
C__ASOUT009 | C__ASOUT009-AAA-COM-191 | SSE Electricity Limited | SWEL | S |  | _A | Eastern GSP Group | DEFAULT__A |  | C | 0.0012543 | 0 | 0 | 0.5239 | 0.4862 | 0.27 | 0 | 0 | 0 | 0 | F | T | F |  | 2019-06-01 | F | F
C__ASPOW002 | C__ASPOW002-AAA-CAM-197 | SP Energy Retail Ltd | SPSUP01 | S |  | _A | Eastern GSP Group | DEFAULT__A |  | C | 0.0012543 | 0 | 0 | 0.5239 | 0.4862 | 0.27 | 0 | 0 | 0 | 0 | F | T | F |  | 2019-06-01 | F | F
C__ASPOW009 | C__ASPOW009-AAA-COM-191 | SP Energy Retail Ltd | SPSUP01 | S |  | _A | Eastern GSP Group | DEFAULT__A |  | C | 0.0012543 | 0 | 0 | 0.5239 | 0.4862 | 0.27 | 0 | 0 | 0 | 0 | F | T | F |  | 2019-06-01 | F | F
C__ASTAT002 | C__ASTAT002-AAA-CAM-197 | Statkraft Markets Gmbh | STATKRA1 | S |  | _A | Eastern GSP Group | DEFAULT__A |  | C | 0.0012543 | 0 | 0 | 0.5239 | 0.4862 | 0.27 | 0 | 0 | 0 | 0 | F | T | F |  | 2019-06-01 | F | F
C__ASTAT009 | C__ASTAT009-AAA-COM-191 | Statkraft Markets Gmbh | STATKRA1 | S |  | _A | Eastern GSP Group | DEFAULT__A |  | C | 0.0012543 | 8 | 0 | 0.5239 | 0.4862 | 0.27 | 0 | 0 | 2.16 | 2.16 | F | T | F |  | 2019-06-01 | F | F
C__ASYMB002 | C__ASYMB002-AAA-CAM-197 | Symbio Energy Ltd | SYMBIO18 | S |  | _A | Eastern GSP Group | DEFAULT__A |  | C | 0.0012543 | 0 | 0 | 0.5239 | 0.4862 | 0.27 | 0 | 0 | 0 | 0 | F | T | F |  | 2019-06-01 | F | F
C__ASYMB009 | C__ASYMB009-AAA-COM-191 | Symbio Energy Ltd | SYMBIO18 | S |  | _A | Eastern GSP Group | DEFAULT__A |  | C | 0.0012543 | 0 | 0 | 0.5239 | 0.4862 | 0.27 | 0 | 0 | 0 | 0 | F | T | F |  | 2019-06-01 | F | F
C__ATGPL002 | C__ATGPL002-AAA-CAM-197 | Total Gas & Power Ltd | TFEGP | S |  | _A | Eastern GSP Group | DEFAULT__A |  | C | 0.0012543 | 0 | 0 | 0.5239 | 0.4862 | 0.27 | 0 | 0 | 0 | 0 | F | T | F |  | 2019-06-01 | F | F
C__ATGPL009 | C__ATGPL009-AAA-COM-191 | Total Gas & Power Ltd | TFEGP | S |  | _A | Eastern GSP Group | DEFAULT__A |  | C | 0.0012543 | 0 | 0 | 0.5239 | 0.4862 | 0.27 | 0 | 0 | 0 | 0 | F | T | F |  | 2019-06-01 | F | F
C__AUKPR002 | C__AUKPR002-AAA-CAM-197 | UK Power Reserve Limited | UKPR | S |  | _A | Eastern GSP Group | DEFAULT__A |  | C | 0.0012543 | 0 | 0 | 0.5239 | 0.4862 | 0.27 | 0 | 0 | 0 | 0 | F | T | F |  | 2019-06-01 | F | F
C__AUKPR009 | C__AUKPR009-AAA-COM-191 | UK Power Reserve Limited | UKPR | S |  | _A | Eastern GSP Group | DEFAULT__A |  | C | 0.0012543 | 0 | 0 | 0.5239 | 0.4862 | 0.27 | 0 | 0 | 0 | 0 | F | T | F |  | 2019-06-01 | F | F
C__AVOLT002 | C__AVOLT002-AAA-CAM-197 | Co-operative Energy Limited | VOLA | S |  | _A | Eastern GSP Group | DEFAULT__A |  | C | 0.0012543 | 0 | 0 | 0.5239 | 0.4862 | 0.27 | 0 | 0 | 0 | 0 | F | T | F |  | 2019-06-01 | F | F
C__AVOLT009 | C__AVOLT009-AAA-COM-191 | Co-operative Energy Limited | VOLA | S |  | _A | Eastern GSP Group | DEFAULT__A |  | C | 0.0012543 | 0 | 0 | 0.5239 | 0.4862 | 0.27 | 0 | 0 | 0 | 0 | F | T | F |  | 2019-06-01 | F | F
C__DANGE001 | C__DANGE001-AAA-LIG-176 | Limejump Energy Limited | ANGEL | S |  | _D | Merseyside and North Wales | DEFAULT__D |  | C | 0.0073777 | 0 | 0 | 0.5103 | 0.493 | 0.27 | 0 | 0 | 0 | 0 | F | T | F |  | 2019-06-01 | F | F
C__DANGE010 | C__DANGE010-AAA-BRE-177 | Limejump Energy Limited | ANGEL | S |  | _D | Merseyside and North Wales | DEFAULT__D |  | C | 0.0073777 | 0 | 0 | 0.5103 | 0.493 | 0.27 | 0 | 0 | 0 | 0 | F | T | F |  | 2019-06-01 | F | F
C__DAXPO001 | C__DAXPO001-AAA-LIG-176 | AXPO UK LIMITED | EGLUK | S |  | _D | Merseyside and North Wales | DEFAULT__D |  | C | 0.0073777 | 11 | -2 | 0.2535 | 0.2558 | 0.27 | -0.507 | -0.512 | 2.789 | 2.814 | F | T | F |  | 2019-06-01 | F | F
C__DAXPO010 | C__DAXPO010-AAA-BRE-177 | AXPO UK LIMITED | EGLUK | S |  | _D | Merseyside and North Wales | DEFAULT__D |  | C | 0.0073777 | 0 | 0 | 0.5103 | 0.493 | 0.27 | 0 | 0 | 0 | 0 | F | T | F |  | 2019-06-01 | F | F
C__DCNDL001 | C__DCNDL001-AAA-LIG-176 | NEAS Energy Ltd. | CNDA | S |  | _D | Merseyside and North Wales | DEFAULT__D |  | C | 0.0073777 | 0 | 0 | 0.5103 | 0.493 | 0.27 | 0 | 0 | 0 | 0 | F | T | F |  | 2019-06-01 | F | F
C__DCNDL010 | C__DCNDL010-AAA-BRE-177 | NEAS Energy Ltd. | CNDA | S |  | _D | Merseyside and North Wales | DEFAULT__D |  | C | 0.0073777 | 0 | 0 | 0.5103 | 0.493 | 0.27 | 0 | 0 | 0 | 0 | F | T | F |  | 2019-06-01 | F | F
C__DCNRG001 | C__DCNRG001-AAA-LIG-176 | Opus Energy (Corporate) Ltd | CHENERGY | S |  | _D | Merseyside and North Wales | DEFAULT__D |  | C | 0.0073777 | 0 | 0 | 0.5103 | 0.493 | 0.27 | 0 | 0 | 0 | 0 | F | T | F |  | 2019-06-01 | F | F
C__DCNRG010 | C__DCNRG010-AAA-BRE-177 | Opus Energy (Corporate) Ltd | CHENERGY | S |  | _D | Merseyside and North Wales | DEFAULT__D |  | C | 0.0073777 | 0 | 0 | 0.5103 | 0.493 | 0.27 | 0 | 0 | 0 | 0 | F | T | F |  | 2019-06-01 | F | F
C__DCOOP001 | C__DCOOP001-AAA-LIG-176 | I Supply Energy Limited | COOP | S |  | _D | Merseyside and North Wales | DEFAULT__D |  | C | 0.0073777 | 58.5 | 0 | 0.5103 | 0.493 | 0.27 | 0 | 0 | 15.795 | 15.795 | F | T | F |  | 2019-06-01 | F | F
C__DCOOP010 | C__DCOOP010-AAA-BRE-177 | I Supply Energy Limited | COOP | S |  | _D | Merseyside and North Wales | DEFAULT__D |  | C | 0.0073777 | 0 | 0 | 0.5103 | 0.493 | 0.27 | 0 | 0 | 0 | 0 | F | T | F |  | 2019-06-01 | F | F
C__DCOUL001 | C__DCOUL001-AAA-LIG-176 | Coulomb Energy Supply Limited | COULOMB | S |  | _D | Merseyside and North Wales | DEFAULT__D |  | C | 0.0073777 | 0 | 0 | 0.5103 | 0.493 | 0.27 | 0 | 0 | 0 | 0 | F | T | F |  | 2019-06-01 | F | F
C__DCOUL010 | C__DCOUL010-AAA-BRE-177 | Coulomb Energy Supply Limited | COULOMB | S |  | _D | Merseyside and North Wales | DEFAULT__D |  | C | 0.0073777 | 0 | 0 | 0.5103 | 0.493 | 0.27 | 0 | 0 | 0 | 0 | F | T | F |  | 2019-06-01 | F | F
C__DECOA001 | C__DECOA001-AAA-LIG-176 | British Gas Trading Ltd | BRITGAS | S |  | _D | Merseyside and North Wales | DEFAULT__D |  | C | 0.0073777 | 0 | 0 | 0.5103 | 0.493 | 0.27 | 0 | 0 | 0 | 0 | F | T | F |  | 2019-06-01 | F | F
C__DECOA010 | C__DECOA010-AAA-BRE-177 | British Gas Trading Ltd | BRITGAS | S |  | _D | Merseyside and North Wales | DEFAULT__D |  | C | 0.0073777 | 0 | 0 | 0.5103 | 0.493 | 0.27 | 0 | 0 | 0 | 0 | F | T | F |  | 2019-06-01 | F | F
C__DECOT001 | C__DECOT001-AAA-LIG-176 | The Renewable Energy Co Ltd | RENC | S |  | _D | Merseyside and North Wales | DEFAULT__D |  | C | 0.0073777 | 0 | 0 | 0.5103 | 0.493 | 0.27 | 0 | 0 | 0 | 0 | F | T | F |  | 2019-06-01 | F | F
C__DECOT010 | C__DECOT010-AAA-BRE-177 | The Renewable Energy Co Ltd | RENC | S |  | _D | Merseyside and North Wales | DEFAULT__D |  | C | 0.0073777 | 0 | 0 | 0.5103 | 0.493 | 0.27 | 0 | 0 | 0 | 0 | F | T | F |  | 2019-06-01 | F | F
C__DEMEB001 | C__DEMEB001-AAA-LIG-176 | E.ON Energy Solutions Limited | PGENERGY | S |  | _D | Merseyside and North Wales | DEFAULT__D |  | C | 0.0073777 | 0 | 0 | 0.5103 | 0.493 | 0.27 | 0 | 0 | 0 | 0 | F | T | F |  | 2019-06-01 | F | F
C__DEMEB010 | C__DEMEB010-AAA-BRE-177 | E.ON Energy Solutions Limited | PGENERGY | S |  | _D | Merseyside and North Wales | DEFAULT__D |  | C | 0.0073777 | 0 | 0 | 0.5103 | 0.493 | 0.27 | 0 | 0 | 0 | 0 | F | T | F |  | 2019-06-01 | F | F
C__DENDC001 | C__DENDC001-AAA-LIG-176 | EPG Energy Limited | EPGNRG | S |  | _D | Merseyside and North Wales | DEFAULT__D |  | C | 0.0073777 | 0 | 0 | 0.5103 | 0.493 | 0.27 | 0 | 0 | 0 | 0 | F | T | F |  | 2019-06-01 | F | F
C__DENDC010 | C__DENDC010-AAA-BRE-177 | EPG Energy Limited | EPGNRG | S |  | _D | Merseyside and North Wales | DEFAULT__D |  | C | 0.0073777 | 0 | 0 | 0.5103 | 0.493 | 0.27 | 0 | 0 | 0 | 0 | F | T | F |  | 2019-06-01 | F | F
C__DENRD001 | C__DENRD001-AAA-LIG-176 | British Gas Trading Ltd | BRITGAS | S |  | _D | Merseyside and North Wales | DEFAULT__D |  | C | 0.0073777 | 0 | 0 | 0.5103 | 0.493 | 0.27 | 0 | 0 | 0 | 0 | F | T | F |  | 2019-06-01 | F | F
C__DENRD010 | C__DENRD010-AAA-BRE-177 | British Gas Trading Ltd | BRITGAS | S |  | _D | Merseyside and North Wales | DEFAULT__D |  | C | 0.0073777 | 0 | 0 | 0.5103 | 0.493 | 0.27 | 0 | 0 | 0 | 0 | F | T | F |  | 2019-06-01 | F | F
C__DENRG001 | C__DENRG001-AAA-LIG-176 | Opus Energy Renewables Limited | EVENERGY | S |  | _D | Merseyside and North Wales | DEFAULT__D |  | C | 0.0073777 | 0 | 0 | 0.5103 | 0.493 | 0.27 | 0 | 0 | 0 | 0 | F | T | F |  | 2019-06-01 | F | F
C__DENRG010 | C__DENRG010-AAA-BRE-177 | Opus Energy Renewables Limited | EVENERGY | S |  | _D | Merseyside and North Wales | DEFAULT__D |  | C | 0.0073777 | 0 | 0 | 0.5103 | 0.493 | 0.27 | 0 | 0 | 0 | 0 | F | T | F |  | 2019-06-01 | F | F
C__DEXGL001 | C__DEXGL001-AAA-LIG-176 | Exelon Generation Limited | EXGENLIM | S |  | _D | Merseyside and North Wales | DEFAULT__D |  | C | 0.0073777 | 0 | 0 | 0.5103 | 0.493 | 0.27 | 0 | 0 | 0 | 0 | F | T | F |  | 2019-06-01 | F | F
C__DEXGL010 | C__DEXGL010-AAA-BRE-177 | Exelon Generation Limited | EXGENLIM | S |  | _D | Merseyside and North Wales | DEFAULT__D |  | C | 0.0073777 | 0 | 0 | 0.5103 | 0.493 | 0.27 | 0 | 0 | 0 | 0 | F | T | F |  | 2019-06-01 | F | F
C__DFSEN001 | C__DFSEN001-AAA-LIG-176 | F & S Energy Ltd | FSE0001 | S |  | _D | Merseyside and North Wales | DEFAULT__D |  | C | 0.0073777 | 0 | 0 | 0.5103 | 0.493 | 0.27 | 0 | 0 | 0 | 0 | F | T | F |  | 2019-06-01 | F | F
C__DFSEN010 | C__DFSEN010-AAA-BRE-177 | F & S Energy Ltd | FSE0001 | S |  | _D | Merseyside and North Wales | DEFAULT__D |  | C | 0.0073777 | 0 | 0 | 0.5103 | 0.493 | 0.27 | 0 | 0 | 0 | 0 | F | T | F |  | 2019-06-01 | F | F
C__DGANY001 | C__DGANY001-AAA-LIG-176 | Solarplicity Supply Limited | GANYMEDE | S |  | _D | Merseyside and North Wales | DEFAULT__D |  | C | 0.0073777 | 0 | 0 | 0.5103 | 0.493 | 0.27 | 0 | 0 | 0 | 0 | F | T | F |  | 2019-06-01 | F | F
C__DGANY010 | C__DGANY010-AAA-BRE-177 | Solarplicity Supply Limited | GANYMEDE | S |  | _D | Merseyside and North Wales | DEFAULT__D |  | C | 0.0073777 | 0 | 0 | 0.5103 | 0.493 | 0.27 | 0 | 0 | 0 | 0 | F | T | F |  | 2019-06-01 | F | F
C__DGMTR001 | C__DGMTR001-AAA-LIG-176 | Gazprom M & T Retail Ltd | GMTR | S |  | _D | Merseyside and North Wales | DEFAULT__D |  | C | 0.0073777 | 0 | 0 | 0.5103 | 0.493 | 0.27 | 0 | 0 | 0 | 0 | F | T | F |  | 2019-06-01 | F | F
C__DGMTR010 | C__DGMTR010-AAA-BRE-177 | Gazprom M & T Retail Ltd | GMTR | S |  | _D | Merseyside and North Wales | DEFAULT__D |  | C | 0.0073777 | 0 | 0 | 0.5103 | 0.493 | 0.27 | 0 | 0 | 0 | 0 | F | T | F |  | 2019-06-01 | F | F
C__DGNRG001 | C__DGNRG001-AAA-LIG-176 | Green Energy (UK) Plc | GRNUKPLC | S |  | _D | Merseyside and North Wales | DEFAULT__D |  | C | 0.0073777 | 0 | 0 | 0.5103 | 0.493 | 0.27 | 0 | 0 | 0 | 0 | F | T | F |  | 2019-06-01 | F | F
C__DGNRG010 | C__DGNRG010-AAA-BRE-177 | Green Energy (UK) Plc | GRNUKPLC | S |  | _D | Merseyside and North Wales | DEFAULT__D |  | C | 0.0073777 | 0 | 0 | 0.5103 | 0.493 | 0.27 | 0 | 0 | 0 | 0 | F | T | F |  | 2019-06-01 | F | F
C__DHAVE001 | C__DHAVE001-AAA-LIG-176 | Haven Power Ltd | HAVEN | S |  | _D | Merseyside and North Wales | DEFAULT__D |  | C | 0.0073777 | 0 | 0 | 0.5103 | 0.493 | 0.27 | 0 | 0 | 0 | 0 | F | T | F |  | 2019-06-01 | F | F
C__DHAVE010 | C__DHAVE010-AAA-BRE-177 | Haven Power Ltd | HAVEN | S |  | _D | Merseyside and North Wales | DEFAULT__D |  | C | 0.0073777 | 0 | 0 | 0.5103 | 0.493 | 0.27 | 0 | 0 | 0 | 0 | F | T | F |  | 2019-06-01 | F | F
C__DHPOW001 | C__DHPOW001-AAA-LIG-176 | Haven Power Ltd | HAVEN | S |  | _D | Merseyside and North Wales | DEFAULT__D |  | C | 0.0073777 | 0 | 0 | 0.5103 | 0.493 | 0.27 | 0 | 0 | 0 | 0 | F | T | F |  | 2019-06-01 | F | F
C__DHPOW010 | C__DHPOW010-AAA-BRE-177 | Haven Power Ltd | HAVEN | S |  | _D | Merseyside and North Wales | DEFAULT__D |  | C | 0.0073777 | 0 | 0 | 0.5103 | 0.493 | 0.27 | 0 | 0 | 0 | 0 | F | T | F |  | 2019-06-01 | F | F
C__DHYDE001 | C__DHYDE001-AAA-LIG-176 | SSE Electricity Limited | SWEL | S |  | _D | Merseyside and North Wales | DEFAULT__D |  | C | 0.0073777 | 0 | 0 | 0.5103 | 0.493 | 0.27 | 0 | 0 | 0 | 0 | F | T | F |  | 2019-06-01 | F | F
C__DHYDE010 | C__DHYDE010-AAA-BRE-177 | SSE Electricity Limited | SWEL | S |  | _D | Merseyside and North Wales | DEFAULT__D |  | C | 0.0073777 | 0 | 0 | 0.5103 | 0.493 | 0.27 | 0 | 0 | 0 | 0 | F | T | F |  | 2019-06-01 | F | F
C__DIMPO001 | C__DIMPO001-AAA-LIG-176 | SSE Energy Supply Limited | SSE | S |  | _D | Merseyside and North Wales | DEFAULT__D |  | C | 0.0073777 | 0 | 0 | 0.5103 | 0.493 | 0.27 | 0 | 0 | 0 | 0 | F | T | F |  | 2019-06-01 | F | F
C__DIMPO010 | C__DIMPO010-AAA-BRE-177 | SSE Energy Supply Limited | SSE | S |  | _D | Merseyside and North Wales | DEFAULT__D |  | C | 0.0073777 | 0 | 0 | 0.5103 | 0.493 | 0.27 | 0 | 0 | 0 | 0 | F | T | F |  | 2019-06-01 | F | F
C__DLIGH001 | C__DLIGH001-AAA-LIG-176 | MVV Environment Services Ltd | LIGHTNIN | S |  | _D | Merseyside and North Wales | DEFAULT__D |  | C | 0.0073777 | 0 | 0 | 0.5103 | 0.493 | 0.27 | 0 | 0 | 0 | 0 | F | T | F |  | 2019-06-01 | F | F
C__DLIGH010 | C__DLIGH010-AAA-BRE-177 | MVV Environment Services Ltd | LIGHTNIN | S |  | _D | Merseyside and North Wales | DEFAULT__D |  | C | 0.0073777 | 0 | 0 | 0.5103 | 0.493 | 0.27 | 0 | 0 | 0 | 0 | F | T | F |  | 2019-06-01 | F | F
C__DLOND001 | C__DLOND001-AAA-LIG-176 | EDF Energy Customers Ltd | LENCO | S |  | _D | Merseyside and North Wales | DEFAULT__D |  | C | 0.0073777 | 0 | 0 | 0.5103 | 0.493 | 0.27 | 0 | 0 | 0 | 0 | F | T | F |  | 2019-06-01 | F | F
C__DLOND010 | C__DLOND010-AAA-BRE-177 | EDF Energy Customers Ltd | LENCO | S |  | _D | Merseyside and North Wales | DEFAULT__D |  | C | 0.0073777 | 0 | 0 | 0.5103 | 0.493 | 0.27 | 0 | 0 | 0 | 0 | F | T | F |  | 2019-06-01 | F | F
C__DMAGN001 | C__DMAGN001-AAA-LIG-176 | Orsted Power Sales (UK) Ltd | MAGNETIC | S |  | _D | Merseyside and North Wales | DEFAULT__D |  | C | 0.0073777 | 0 | 0 | 0.5103 | 0.493 | 0.27 | 0 | 0 | 0 | 0 | F | T | F |  | 2019-06-01 | F | F
C__DMAGN010 | C__DMAGN010-AAA-BRE-177 | Orsted Power Sales (UK) Ltd | MAGNETIC | S |  | _D | Merseyside and North Wales | DEFAULT__D |  | C | 0.0073777 | 0 | 0 | 0.5103 | 0.493 | 0.27 | 0 | 0 | 0 | 0 | F | T | F |  | 2019-06-01 | F | F
C__DMANW001 | C__DMANW001-AAA-LIG-176 | SP Energy Retail Ltd | SPSUP01 | S |  | _D | Merseyside and North Wales | DEFAULT__D |  | C | 0.0073777 | 0 | 0 | 0.5103 | 0.493 | 0.27 | 0 | 0 | 0 | 0 | F | T | F |  | 2019-06-01 | F | F
C__DMANW010 | C__DMANW010-AAA-BRE-177 | SP Energy Retail Ltd | SPSUP01 | S |  | _D | Merseyside and North Wales | DEFAULT__D |  | C | 0.0073777 | 0 | 0 | 0.5103 | 0.493 | 0.27 | 0 | 0 | 0 | 0 | F | T | F |  | 2019-06-01 | F | F
C__DNATP001 | C__DNATP001-AAA-LIG-176 | Npower Limited | NPOWER01 | S |  | _D | Merseyside and North Wales | DEFAULT__D |  | C | 0.0073777 | 0 | 0 | 0.5103 | 0.493 | 0.27 | 0 | 0 | 0 | 0 | F | T | F |  | 2019-06-01 | F | F
C__DNATP010 | C__DNATP010-AAA-BRE-177 | Npower Limited | NPOWER01 | S |  | _D | Merseyside and North Wales | DEFAULT__D |  | C | 0.0073777 | 0 | 0 | 0.5103 | 0.493 | 0.27 | 0 | 0 | 0 | 0 | F | T | F |  | 2019-06-01 | F | F
C__DOSMI001 | C__DOSMI001-AAA-LIG-176 | BRISTOL NRG TEC&SERV(SUPP) LTD | OSMIUM | S |  | _D | Merseyside and North Wales | DEFAULT__D |  | C | 0.0073777 | 0 | 0 | 0.5103 | 0.493 | 0.27 | 0 | 0 | 0 | 0 | F | T | F |  | 2019-06-01 | F | F
C__DOSMI010 | C__DOSMI010-AAA-BRE-177 | BRISTOL NRG TEC&SERV(SUPP) LTD | OSMIUM | S |  | _D | Merseyside and North Wales | DEFAULT__D |  | C | 0.0073777 | 0 | 0 | 0.5103 | 0.493 | 0.27 | 0 | 0 | 0 | 0 | F | T | F |  | 2019-06-01 | F | F
C__DOVOE001 | C__DOVOE001-AAA-LIG-176 | OVO Electricity Ltd | OVOE | S |  | _D | Merseyside and North Wales | DEFAULT__D |  | C | 0.0073777 | 0 | 0 | 0.5103 | 0.493 | 0.27 | 0 | 0 | 0 | 0 | F | T | F |  | 2019-06-01 | F | F
C__DOVOE010 | C__DOVOE010-AAA-BRE-177 | OVO Electricity Ltd | OVOE | S |  | _D | Merseyside and North Wales | DEFAULT__D |  | C | 0.0073777 | 0 | 0 | 0.5103 | 0.493 | 0.27 | 0 | 0 | 0 | 0 | F | T | F |  | 2019-06-01 | F | F
C__DOXPO001 | C__DOXPO001-AAA-LIG-176 | Opus Energy Limited | OXFPOWER | S |  | _D | Merseyside and North Wales | DEFAULT__D |  | C | 0.0073777 | 0 | 0 | 0.5103 | 0.493 | 0.27 | 0 | 0 | 0 | 0 | F | T | F |  | 2019-06-01 | F | F
C__DOXPO010 | C__DOXPO010-AAA-BRE-177 | Opus Energy Limited | OXFPOWER | S |  | _D | Merseyside and North Wales | DEFAULT__D |  | C | 0.0073777 | 0 | 0 | 0.5103 | 0.493 | 0.27 | 0 | 0 | 0 | 0 | F | T | F |  | 2019-06-01 | F | F
C__DPGEN001 | C__DPGEN001-AAA-LIG-176 | E.ON UK plc | POWERGEN | S |  | _D | Merseyside and North Wales | DEFAULT__D |  | C | 0.0073777 | 0 | 0 | 0.5103 | 0.493 | 0.27 | 0 | 0 | 0 | 0 | F | T | F |  | 2019-06-01 | F | F
C__DPGEN010 | C__DPGEN010-AAA-BRE-177 | E.ON UK plc | POWERGEN | S |  | _D | Merseyside and North Wales | DEFAULT__D |  | C | 0.0073777 | 0 | 0 | 0.5103 | 0.493 | 0.27 | 0 | 0 | 0 | 0 | F | T | F |  | 2019-06-01 | F | F
C__DPURE001 | C__DPURE001-AAA-LIG-176 | Good Energy Limited | PURE | S |  | _D | Merseyside and North Wales | DEFAULT__D |  | C | 0.0073777 | 0 | 0 | 0.5103 | 0.493 | 0.27 | 0 | 0 | 0 | 0 | F | T | F |  | 2019-06-01 | F | F
C__DPURE010 | C__DPURE010-AAA-BRE-177 | Good Energy Limited | PURE | S |  | _D | Merseyside and North Wales | DEFAULT__D |  | C | 0.0073777 | 0 | 0 | 0.5103 | 0.493 | 0.27 | 0 | 0 | 0 | 0 | F | T | F |  | 2019-06-01 | F | F
C__DREGE001 | C__DREGE001-AAA-LIG-176 | Bulb Energy | REGENT | S |  | _D | Merseyside and North Wales | DEFAULT__D |  | C | 0.0073777 | 0.5 | 0 | 0.5103 | 0.493 | 0.27 | 0 | 0 | 0.135 | 0.135 | F | T | F |  | 2019-06-01 | F | F
C__DREGE010 | C__DREGE010-AAA-BRE-177 | Bulb Energy | REGENT | S |  | _D | Merseyside and North Wales | DEFAULT__D |  | C | 0.0073777 | 0 | 0 | 0.5103 | 0.493 | 0.27 | 0 | 0 | 0 | 0 | F | T | F |  | 2019-06-01 | F | F
C__DRWED001 | C__DRWED001-AAA-LIG-176 | ENGIE Power Limited | RWETDL | S |  | _D | Merseyside and North Wales | DEFAULT__D |  | C | 0.0073777 | 0 | 0 | 0.5103 | 0.493 | 0.27 | 0 | 0 | 0 | 0 | F | T | F |  | 2019-06-01 | F | F
C__DRWED010 | C__DRWED010-AAA-BRE-177 | ENGIE Power Limited | RWETDL | S |  | _D | Merseyside and North Wales | DEFAULT__D |  | C | 0.0073777 | 0 | 0 | 0.5103 | 0.493 | 0.27 | 0 | 0 | 0 | 0 | F | T | F |  | 2019-06-01 | F | F
C__DSAPH001 | C__DSAPH001-AAA-LIG-176 | ElectroRoute Energy Limited | SAPHIR | S |  | _D | Merseyside and North Wales | DEFAULT__D |  | C | 0.0073777 | 0 | 0 | 0.5103 | 0.493 | 0.27 | 0 | 0 | 0 | 0 | F | T | F |  | 2019-06-01 | F | F
C__DSAPH010 | C__DSAPH010-AAA-BRE-177 | ElectroRoute Energy Limited | SAPHIR | S |  | _D | Merseyside and North Wales | DEFAULT__D |  | C | 0.0073777 | 0 | 0 | 0.5103 | 0.493 | 0.27 | 0 | 0 | 0 | 0 | F | T | F |  | 2019-06-01 | F | F
C__DSMAR001 | C__DSMAR001-AAA-LIG-176 | Smartestenergy Limited | SMARTEST | S |  | _D | Merseyside and North Wales | DEFAULT__D |  | C | 0.0073777 | 0 | 0 | 0.5103 | 0.493 | 0.27 | 0 | 0 | 0 | 0 | F | T | F |  | 2019-06-01 | F | F
C__DSMAR010 | C__DSMAR010-AAA-BRE-177 | Smartestenergy Limited | SMARTEST | S |  | _D | Merseyside and North Wales | DEFAULT__D |  | C | 0.0073777 | 37.818 | 0 | 0.5103 | 0.493 | 0.27 | 0 | 0 | 10.211 | 10.211 | F | T | F |  | 2019-06-19 | F | F
C__DSOUT001 | C__DSOUT001-AAA-LIG-176 | SSE Electricity Limited | SWEL | S |  | _D | Merseyside and North Wales | DEFAULT__D |  | C | 0.0073777 | 0 | 0 | 0.5103 | 0.493 | 0.27 | 0 | 0 | 0 | 0 | F | T | F |  | 2019-06-01 | F | F
C__DSOUT010 | C__DSOUT010-AAA-BRE-177 | SSE Electricity Limited | SWEL | S |  | _D | Merseyside and North Wales | DEFAULT__D |  | C | 0.0073777 | 0 | 0 | 0.5103 | 0.493 | 0.27 | 0 | 0 | 0 | 0 | F | T | F |  | 2019-06-01 | F | F
C__DSPOW001 | C__DSPOW001-AAA-LIG-176 | SP Energy Retail Ltd | SPSUP01 | S |  | _D | Merseyside and North Wales | DEFAULT__D |  | C | 0.0073777 | 0 | 0 | 0.5103 | 0.493 | 0.27 | 0 | 0 | 0 | 0 | F | T | F |  | 2019-06-01 | F | F
C__DSPOW010 | C__DSPOW010-AAA-BRE-177 | SP Energy Retail Ltd | SPSUP01 | S |  | _D | Merseyside and North Wales | DEFAULT__D |  | C | 0.0073777 | 0 | 0 | 0.5103 | 0.493 | 0.27 | 0 | 0 | 0 | 0 | F | T | F |  | 2019-06-01 | F | F
C__DSTAT001 | C__DSTAT001-AAA-LIG-176 | Statkraft Markets Gmbh | STATKRA1 | S |  | _D | Merseyside and North Wales | DEFAULT__D |  | C | 0.0073777 | 0 | 0 | 0.5103 | 0.493 | 0.27 | 0 | 0 | 0 | 0 | F | T | F |  | 2019-06-01 | F | F
C__DSTAT010 | C__DSTAT010-AAA-BRE-177 | Statkraft Markets Gmbh | STATKRA1 | S |  | _D | Merseyside and North Wales | DEFAULT__D |  | C | 0.0073777 | 0 | 0 | 0.5103 | 0.493 | 0.27 | 0 | 0 | 0 | 0 | F | T | F |  | 2019-06-01 | F | F
C__DTGPL001 | C__DTGPL001-AAA-LIG-176 | Total Gas & Power Ltd | TFEGP | S |  | _D | Merseyside and North Wales | DEFAULT__D |  | C | 0.0073777 | 0 | 0 | 0.5103 | 0.493 | 0.27 | 0 | 0 | 0 | 0 | F | T | F |  | 2019-06-01 | F | F
C__DTGPL010 | C__DTGPL010-AAA-BRE-177 | Total Gas & Power Ltd | TFEGP | S |  | _D | Merseyside and North Wales | DEFAULT__D |  | C | 0.0073777 | 0 | 0 | 0.5103 | 0.493 | 0.27 | 0 | 0 | 0 | 0 | F | T | F |  | 2019-06-01 | F | F
C__DVETS001 | C__DVETS001-AAA-LIG-176 | Vattenfall Energy Trading | VTS | S |  | _D | Merseyside and North Wales | DEFAULT__D |  | C | 0.0073777 | 0 | 0 | 0.5103 | 0.493 | 0.27 | 0 | 0 | 0 | 0 | F | T | F |  | 2019-06-01 | F | F
C__DVETS010 | C__DVETS010-AAA-BRE-177 | Vattenfall Energy Trading | VTS | S |  | _D | Merseyside and North Wales | DEFAULT__D |  | C | 0.0073777 | 0 | 0 | 0.5103 | 0.493 | 0.27 | 0 | 0 | 0 | 0 | F | T | F |  | 2019-06-01 | F | F
C__DVOLT001 | C__DVOLT001-AAA-LIG-176 | Co-operative Energy Limited | VOLA | S |  | _D | Merseyside and North Wales | DEFAULT__D |  | C | 0.0073777 | 0 | 0 | 0.5103 | 0.493 | 0.27 | 0 | 0 | 0 | 0 | F | T | F |  | 2019-06-01 | F | F
C__DVOLT010 | C__DVOLT010-AAA-BRE-177 | Co-operative Energy Limited | VOLA | S |  | _D | Merseyside and North Wales | DEFAULT__D |  | C | 0.0073777 | 0 | 0 | 0.5103 | 0.493 | 0.27 | 0 | 0 | 0 | 0 | F | T | F |  | 2019-06-01 | F | F
C__FANGE003 | C__FANGE003-AAA-BAN-190 | Limejump Energy Limited | ANGEL | S |  | _F | NORTHERN | DEFAULT__F |  | C | -0.0063078 | 0 | 0 | 0.4972 | 0.472 | 0.27 | 0 | 0 | 0 | 0 | F | T | F |  | 2019-06-01 | F | F
C__FANGE012 | C__FANGE012-INV-TEE-001 | Limejump Energy Limited | ANGEL | S |  | _F | NORTHERN | DEFAULT__F |  | C | -0.0063078 | 0 | 0 | 0.4972 | 0.472 | 0.27 | 0 | 0 | 0 | 0 | F | T | F |  | 2019-06-19 | F | F
C__FAXPO003 | C__FAXPO003-AAA-BAN-190 | AXPO UK LIMITED | EGLUK | S |  | _F | NORTHERN | DEFAULT__F |  | C | -0.0063078 | 0 | 0 | 0.4972 | 0.472 | 0.27 | 0 | 0 | 0 | 0 | F | T | F |  | 2019-06-01 | F | F
C__FAXPO012 | C__FAXPO012-INV-TEE-001 | AXPO UK LIMITED | EGLUK | S |  | _F | NORTHERN | DEFAULT__F |  | C | -0.0063078 | 0 | 0 | 0.4972 | 0.472 | 0.27 | 0 | 0 | 0 | 0 | F | T | F |  | 2019-06-19 | F | F
C__FCNDL003 | C__FCNDL003-AAA-BAN-190 | NEAS Energy Ltd. | CNDA | S |  | _F | NORTHERN | DEFAULT__F |  | C | -0.0063078 | 0 | 0 | 0.4972 | 0.472 | 0.27 | 0 | 0 | 0 | 0 | F | T | F |  | 2019-06-01 | F | F
C__FCNDL012 | C__FCNDL012-INV-TEE-001 | NEAS Energy Ltd. | CNDA | S |  | _F | NORTHERN | DEFAULT__F |  | C | -0.0063078 | 0 | 0 | 0.4972 | 0.472 | 0.27 | 0 | 0 | 0 | 0 | F | T | F |  | 2019-06-19 | F | F
C__FCNRG003 | C__FCNRG003-AAA-BAN-190 | Opus Energy (Corporate) Ltd | CHENERGY | S |  | _F | NORTHERN | DEFAULT__F |  | C | -0.0063078 | 0 | 0 | 0.4972 | 0.472 | 0.27 | 0 | 0 | 0 | 0 | F | T | F |  | 2019-06-01 | F | F
C__FCNRG012 | C__FCNRG012-INV-TEE-001 | Opus Energy (Corporate) Ltd | CHENERGY | S |  | _F | NORTHERN | DEFAULT__F |  | C | -0.0063078 | 0 | 0 | 0.4972 | 0.472 | 0.27 | 0 | 0 | 0 | 0 | F | T | F |  | 2019-06-19 | F | F
C__FCOOP003 | C__FCOOP003-AAA-BAN-190 | I Supply Energy Limited | COOP | S |  | _F | NORTHERN | DEFAULT__F |  | C | -0.0063078 | 0 | 0 | 0.4972 | 0.472 | 0.27 | 0 | 0 | 0 | 0 | F | T | F |  | 2019-06-01 | F | F
C__FCOOP012 | C__FCOOP012-INV-TEE-001 | I Supply Energy Limited | COOP | S |  | _F | NORTHERN | DEFAULT__F |  | C | -0.0063078 | 0 | 0 | 0.4972 | 0.472 | 0.27 | 0 | 0 | 0 | 0 | F | T | F |  | 2019-06-19 | F | F
C__FCOUL003 | C__FCOUL003-AAA-BAN-190 | Coulomb Energy Supply Limited | COULOMB | S |  | _F | NORTHERN | DEFAULT__F |  | C | -0.0063078 | 0 | 0 | 0.4972 | 0.472 | 0.27 | 0 | 0 | 0 | 0 | F | T | F |  | 2019-06-01 | F | F
C__FCOUL012 | C__FCOUL012-INV-TEE-001 | Coulomb Energy Supply Limited | COULOMB | S |  | _F | NORTHERN | DEFAULT__F |  | C | -0.0063078 | 0 | 0 | 0.4972 | 0.472 | 0.27 | 0 | 0 | 0 | 0 | F | T | F |  | 2019-06-19 | F | F
C__FECOT003 | C__FECOT003-AAA-BAN-190 | The Renewable Energy Co Ltd | RENC | S |  | _F | NORTHERN | DEFAULT__F |  | C | -0.0063078 | 0 | 0 | 0.4972 | 0.472 | 0.27 | 0 | 0 | 0 | 0 | F | T | F |  | 2019-06-01 | F | F
C__FECOT012 | C__FECOT012-INV-TEE-001 | The Renewable Energy Co Ltd | RENC | S |  | _F | NORTHERN | DEFAULT__F |  | C | -0.0063078 | 0 | 0 | 0.4972 | 0.472 | 0.27 | 0 | 0 | 0 | 0 | F | T | F |  | 2019-06-19 | F | F
C__FEMEB003 | C__FEMEB003-AAA-BAN-190 | E.ON Energy Solutions Limited | PGENERGY | S |  | _F | NORTHERN | DEFAULT__F |  | C | -0.0063078 | 0 | 0 | 0.4972 | 0.472 | 0.27 | 0 | 0 | 0 | 0 | F | T | F |  | 2019-06-01 | F | F
C__FEMEB012 | C__FEMEB012-INV-TEE-001 | E.ON Energy Solutions Limited | PGENERGY | S |  | _F | NORTHERN | DEFAULT__F |  | C | -0.0063078 | 0 | 0 | 0.4972 | 0.472 | 0.27 | 0 | 0 | 0 | 0 | F | T | F |  | 2019-06-19 | F | F
C__FENDC003 | C__FENDC003-AAA-BAN-190 | EPG Energy Limited | EPGNRG | S |  | _F | NORTHERN | DEFAULT__F |  | C | -0.0063078 | 0 | 0 | 0.4972 | 0.472 | 0.27 | 0 | 0 | 0 | 0 | F | T | F |  | 2019-06-01 | F | F
C__FENDC012 | C__FENDC012-INV-TEE-001 | EPG Energy Limited | EPGNRG | S |  | _F | NORTHERN | DEFAULT__F |  | C | -0.0063078 | 0 | 0 | 0.4972 | 0.472 | 0.27 | 0 | 0 | 0 | 0 | F | T | F |  | 2019-06-19 | F | F
C__FENRD003 | C__FENRD003-AAA-BAN-190 | British Gas Trading Ltd | BRITGAS | S |  | _F | NORTHERN | DEFAULT__F |  | C | -0.0063078 | 0 | 0 | 0.4972 | 0.472 | 0.27 | 0 | 0 | 0 | 0 | F | T | F |  | 2019-06-01 | F | F
C__FENRD012 | C__FENRD012-INV-TEE-001 | British Gas Trading Ltd | BRITGAS | S |  | _F | NORTHERN | DEFAULT__F |  | C | -0.0063078 | 0 | 0 | 0.4972 | 0.472 | 0.27 | 0 | 0 | 0 | 0 | F | T | F |  | 2019-06-19 | F | F
C__FENRG003 | C__FENRG003-AAA-BAN-190 | Opus Energy Renewables Limited | EVENERGY | S |  | _F | NORTHERN | DEFAULT__F |  | C | -0.0063078 | 0 | 0 | 0.4972 | 0.472 | 0.27 | 0 | 0 | 0 | 0 | F | T | F |  | 2019-06-01 | F | F
C__FENRG012 | C__FENRG012-INV-TEE-001 | Opus Energy Renewables Limited | EVENERGY | S |  | _F | NORTHERN | DEFAULT__F |  | C | -0.0063078 | 0 | 0 | 0.4972 | 0.472 | 0.27 | 0 | 0 | 0 | 0 | F | T | F |  | 2019-06-19 | F | F
C__FEURO012 | C__FEURO012-INV-TEE-001 | Robin Hood Energy Limited | EUROPA | S |  | _F | NORTHERN | DEFAULT__F |  | C | -0.0063078 | 0 | 0 | 0.4972 | 0.472 | 0.27 | 0 | 0 | 0 | 0 | F | T | F |  | 2019-06-19 | F | F
C__FFLEX003 | C__FFLEX003-AAA-BAN-190 | Flexitricity Limited | FLEXTRCY | S |  | _F | NORTHERN | DEFAULT__F |  | C | -0.0063078 | 0 | 0 | 0.4972 | 0.472 | 0.27 | 0 | 0 | 0 | 0 | F | T | F |  | 2019-06-01 | F | F
C__FFLEX012 | C__FFLEX012-INV-TEE-001 | Flexitricity Limited | FLEXTRCY | S |  | _F | NORTHERN | DEFAULT__F |  | C | -0.0063078 | 0 | 0 | 0.4972 | 0.472 | 0.27 | 0 | 0 | 0 | 0 | F | T | F |  | 2019-06-19 | F | F
C__FFSEN003 | C__FFSEN003-AAA-BAN-190 | F & S Energy Ltd | FSE0001 | S |  | _F | NORTHERN | DEFAULT__F |  | C | -0.0063078 | 0 | 0 | 0.4972 | 0.472 | 0.27 | 0 | 0 | 0 | 0 | F | T | F |  | 2019-06-01 | F | F
C__FFSEN012 | C__FFSEN012-INV-TEE-001 | F & S Energy Ltd | FSE0001 | S |  | _F | NORTHERN | DEFAULT__F |  | C | -0.0063078 | 0 | 0 | 0.4972 | 0.472 | 0.27 | 0 | 0 | 0 | 0 | F | T | F |  | 2019-06-19 | F | F
C__FGANY003 | C__FGANY003-AAA-BAN-190 | Solarplicity Supply Limited | GANYMEDE | S |  | _F | NORTHERN | DEFAULT__F |  | C | -0.0063078 | 0 | 0 | 0.4972 | 0.472 | 0.27 | 0 | 0 | 0 | 0 | F | T | F |  | 2019-06-01 | F | F
C__FGANY012 | C__FGANY012-INV-TEE-001 | Solarplicity Supply Limited | GANYMEDE | S |  | _F | NORTHERN | DEFAULT__F |  | C | -0.0063078 | 0 | 0 | 0.4972 | 0.472 | 0.27 | 0 | 0 | 0 | 0 | F | T | F |  | 2019-06-19 | F | F
C__FGMTR003 | C__FGMTR003-AAA-BAN-190 | Gazprom M & T Retail Ltd | GMTR | S |  | _F | NORTHERN | DEFAULT__F |  | C | -0.0063078 | 0 | 0 | 0.4972 | 0.472 | 0.27 | 0 | 0 | 0 | 0 | F | T | F |  | 2019-06-01 | F | F
C__FGMTR012 | C__FGMTR012-INV-TEE-001 | Gazprom M & T Retail Ltd | GMTR | S |  | _F | NORTHERN | DEFAULT__F |  | C | -0.0063078 | 0 | 0 | 0.4972 | 0.472 | 0.27 | 0 | 0 | 0 | 0 | F | T | F |  | 2019-06-19 | F | F
C__FGNRG003 | C__FGNRG003-AAA-BAN-190 | Green Energy (UK) Plc | GRNUKPLC | S |  | _F | NORTHERN | DEFAULT__F |  | C | -0.0063078 | 0 | 0 | 0.4972 | 0.472 | 0.27 | 0 | 0 | 0 | 0 | F | T | F |  | 2019-06-01 | F | F
C__FGNRG012 | C__FGNRG012-INV-TEE-001 | Green Energy (UK) Plc | GRNUKPLC | S |  | _F | NORTHERN | DEFAULT__F |  | C | -0.0063078 | 0 | 0 | 0.4972 | 0.472 | 0.27 | 0 | 0 | 0 | 0 | F | T | F |  | 2019-06-19 | F | F
C__FHAVE003 | C__FHAVE003-AAA-BAN-190 | Haven Power Ltd | HAVEN | S |  | _F | NORTHERN | DEFAULT__F |  | C | -0.0063078 | 0 | 0 | 0.4972 | 0.472 | 0.27 | 0 | 0 | 0 | 0 | F | T | F |  | 2019-06-01 | F | F
C__FHAVE012 | C__FHAVE012-INV-TEE-001 | Haven Power Ltd | HAVEN | S |  | _F | NORTHERN | DEFAULT__F |  | C | -0.0063078 | 0 | 0 | 0.4972 | 0.472 | 0.27 | 0 | 0 | 0 | 0 | F | T | F |  | 2019-06-19 | F | F
C__FHPOW003 | C__FHPOW003-AAA-BAN-190 | Haven Power Ltd | HAVEN | S |  | _F | NORTHERN | DEFAULT__F |  | C | -0.0063078 | 0 | 0 | 0.4972 | 0.472 | 0.27 | 0 | 0 | 0 | 0 | F | T | F |  | 2019-06-01 | F | F
C__FHPOW012 | C__FHPOW012-INV-TEE-001 | Haven Power Ltd | HAVEN | S |  | _F | NORTHERN | DEFAULT__F |  | C | -0.0063078 | 0 | 0 | 0.4972 | 0.472 | 0.27 | 0 | 0 | 0 | 0 | F | T | F |  | 2019-06-19 | F | F
C__FHUDS003 | C__FHUDS003-AAA-BAN-190 | Hudson Energy Supply UK Ltd | AMPERE | S |  | _F | NORTHERN | DEFAULT__F |  | C | -0.0063078 | 0 | 0 | 0.4972 | 0.472 | 0.27 | 0 | 0 | 0 | 0 | F | T | F |  | 2019-06-01 | F | F
C__FHUDS012 | C__FHUDS012-INV-TEE-001 | Hudson Energy Supply UK Ltd | AMPERE | S |  | _F | NORTHERN | DEFAULT__F |  | C | -0.0063078 | 0 | 0 | 0.4972 | 0.472 | 0.27 | 0 | 0 | 0 | 0 | F | T | F |  | 2019-06-19 | F | F
C__FHYDE003 | C__FHYDE003-AAA-BAN-190 | SSE Electricity Limited | SWEL | S |  | _F | NORTHERN | DEFAULT__F |  | C | -0.0063078 | 0 | 0 | 0.4972 | 0.472 | 0.27 | 0 | 0 | 0 | 0 | F | T | F |  | 2019-06-01 | F | F
C__FHYDE012 | C__FHYDE012-INV-TEE-001 | SSE Electricity Limited | SWEL | S |  | _F | NORTHERN | DEFAULT__F |  | C | -0.0063078 | 0 | 0 | 0.4972 | 0.472 | 0.27 | 0 | 0 | 0 | 0 | F | T | F |  | 2019-06-19 | F | F
C__FIMPO003 | C__FIMPO003-AAA-BAN-190 | SSE Energy Supply Limited | SSE | S |  | _F | NORTHERN | DEFAULT__F |  | C | -0.0063078 | 0 | 0 | 0.4972 | 0.472 | 0.27 | 0 | 0 | 0 | 0 | F | T | F |  | 2019-06-01 | F | F
C__FIMPO012 | C__FIMPO012-INV-TEE-001 | SSE Energy Supply Limited | SSE | S |  | _F | NORTHERN | DEFAULT__F |  | C | -0.0063078 | 0 | 0 | 0.4972 | 0.472 | 0.27 | 0 | 0 | 0 | 0 | F | T | F |  | 2019-06-19 | F | F
C__FLIGH003 | C__FLIGH003-AAA-BAN-190 | MVV Environment Services Ltd | LIGHTNIN | S |  | _F | NORTHERN | DEFAULT__F |  | C | -0.0063078 | 0 | 0 | 0.4972 | 0.472 | 0.27 | 0 | 0 | 0 | 0 | F | T | F |  | 2019-06-01 | F | F
C__FLIGH012 | C__FLIGH012-INV-TEE-001 | MVV Environment Services Ltd | LIGHTNIN | S |  | _F | NORTHERN | DEFAULT__F |  | C | -0.0063078 | 0 | 0 | 0.4972 | 0.472 | 0.27 | 0 | 0 | 0 | 0 | F | T | F |  | 2019-06-19 | F | F
C__FLOND003 | C__FLOND003-AAA-BAN-190 | EDF Energy Customers Ltd | LENCO | S |  | _F | NORTHERN | DEFAULT__F |  | C | -0.0063078 | 0 | 0 | 0.4972 | 0.472 | 0.27 | 0 | 0 | 0 | 0 | F | T | F |  | 2019-06-01 | F | F
C__FLOND012 | C__FLOND012-INV-TEE-001 | EDF Energy Customers Ltd | LENCO | S |  | _F | NORTHERN | DEFAULT__F |  | C | -0.0063078 | 0 | 0 | 0.4972 | 0.472 | 0.27 | 0 | 0 | 0 | 0 | F | T | F |  | 2019-06-19 | F | F
C__FMAGN003 | C__FMAGN003-AAA-BAN-190 | Orsted Power Sales (UK) Ltd | MAGNETIC | S |  | _F | NORTHERN | DEFAULT__F |  | C | -0.0063078 | 14 | -2 | 0.1819 | 0.1854 | 0.27 | -0.364 | -0.371 | 2.547 | 2.596 | F | T | F |  | 2019-06-01 | F | F
C__FMAGN012 | C__FMAGN012-INV-TEE-001 | Orsted Power Sales (UK) Ltd | MAGNETIC | S |  | _F | NORTHERN | DEFAULT__F |  | C | -0.0063078 | 0 | 0 | 0.4972 | 0.472 | 0.27 | 0 | 0 | 0 | 0 | F | T | F |  | 2019-06-19 | F | F
C__FMRCY003 | C__FMRCY003-AAA-BAN-190 | Octopus Energy Limited | MERCURY | S |  | _F | NORTHERN | DEFAULT__F |  | C | -0.0063078 | 0 | 0 | 0.4972 | 0.472 | 0.27 | 0 | 0 | 0 | 0 | F | T | F |  | 2019-06-01 | F | F
C__FMRCY012 | C__FMRCY012-INV-TEE-001 | Octopus Energy Limited | MERCURY | S |  | _F | NORTHERN | DEFAULT__F |  | C | -0.0063078 | 0 | 0 | 0.4972 | 0.472 | 0.27 | 0 | 0 | 0 | 0 | F | T | F |  | 2019-06-19 | F | F
C__FNATP003 | C__FNATP003-AAA-BAN-190 | Npower Limited | NPOWER01 | S |  | _F | NORTHERN | DEFAULT__F |  | C | -0.0063078 | 0 | 0 | 0.4972 | 0.472 | 0.27 | 0 | 0 | 0 | 0 | F | T | F |  | 2019-06-01 | F | F
C__FNATP012 | C__FNATP012-INV-TEE-001 | Npower Limited | NPOWER01 | S |  | _F | NORTHERN | DEFAULT__F |  | C | -0.0063078 | 0 | 0 | 0.4972 | 0.472 | 0.27 | 0 | 0 | 0 | 0 | F | T | F |  | 2019-06-19 | F | F
C__FNEWP003 | C__FNEWP003-AAA-BAN-190 | Shell Energy Supply UK Ltd | NEWPORT | S |  | _F | NORTHERN | DEFAULT__F |  | C | -0.0063078 | 0 | 0 | 0.4972 | 0.472 | 0.27 | 0 | 0 | 0 | 0 | F | T | F |  | 2019-06-01 | F | F
C__FNEWP012 | C__FNEWP012-INV-TEE-001 | Shell Energy Supply UK Ltd | NEWPORT | S |  | _F | NORTHERN | DEFAULT__F |  | C | -0.0063078 | 0 | 0 | 0.4972 | 0.472 | 0.27 | 0 | 0 | 0 | 0 | F | T | F |  | 2019-06-19 | F | F
C__FOSMI003 | C__FOSMI003-AAA-BAN-190 | BRISTOL NRG TEC&SERV(SUPP) LTD | OSMIUM | S |  | _F | NORTHERN | DEFAULT__F |  | C | -0.0063078 | 0 | 0 | 0.4972 | 0.472 | 0.27 | 0 | 0 | 0 | 0 | F | T | F |  | 2019-06-01 | F | F
C__FOSMI012 | C__FOSMI012-INV-TEE-001 | BRISTOL NRG TEC&SERV(SUPP) LTD | OSMIUM | S |  | _F | NORTHERN | DEFAULT__F |  | C | -0.0063078 | 0 | 0 | 0.4972 | 0.472 | 0.27 | 0 | 0 | 0 | 0 | F | T | F |  | 2019-06-19 | F | F
C__FPGEN003 | C__FPGEN003-AAA-BAN-190 | E.ON UK plc | POWERGEN | S |  | _F | NORTHERN | DEFAULT__F |  | C | -0.0063078 | 0 | 0 | 0.4972 | 0.472 | 0.27 | 0 | 0 | 0 | 0 | F | T | F |  | 2019-06-01 | F | F
C__FPGEN012 | C__FPGEN012-INV-TEE-001 | E.ON UK plc | POWERGEN | S |  | _F | NORTHERN | DEFAULT__F |  | C | -0.0063078 | 0 | 0 | 0.4972 | 0.472 | 0.27 | 0 | 0 | 0 | 0 | F | T | F |  | 2019-06-19 | F | F
C__FPOWQ003 | C__FPOWQ003-AAA-BAN-190 | Hartree Partners Supply UK | POWQ | S |  | _F | NORTHERN | DEFAULT__F |  | C | -0.0063078 | 0 | 0 | 0.4972 | 0.472 | 0.27 | 0 | 0 | 0 | 0 | F | T | F |  | 2019-06-01 | F | F
C__FPOWQ012 | C__FPOWQ012-INV-TEE-001 | Hartree Partners Supply UK | POWQ | S |  | _F | NORTHERN | DEFAULT__F |  | C | -0.0063078 | 0 | 0 | 0.4972 | 0.472 | 0.27 | 0 | 0 | 0 | 0 | F | T | F |  | 2019-06-19 | F | F
C__FPURE003 | C__FPURE003-AAA-BAN-190 | Good Energy Limited | PURE | S |  | _F | NORTHERN | DEFAULT__F |  | C | -0.0063078 | 0 | 0 | 0.4972 | 0.472 | 0.27 | 0 | 0 | 0 | 0 | F | T | F |  | 2019-06-01 | F | F
C__FPURE012 | C__FPURE012-INV-TEE-001 | Good Energy Limited | PURE | S |  | _F | NORTHERN | DEFAULT__F |  | C | -0.0063078 | 0 | 0 | 0.4972 | 0.472 | 0.27 | 0 | 0 | 0 | 0 | F | T | F |  | 2019-06-19 | F | F
C__FREGE003 | C__FREGE003-AAA-BAN-190 | Bulb Energy | REGENT | S |  | _F | NORTHERN | DEFAULT__F |  | C | -0.0063078 | 0 | 0 | 0.4972 | 0.472 | 0.27 | 0 | 0 | 0 | 0 | F | T | F |  | 2019-06-01 | F | F
C__FREGE012 | C__FREGE012-INV-TEE-001 | Bulb Energy | REGENT | S |  | _F | NORTHERN | DEFAULT__F |  | C | -0.0063078 | 0 | 0 | 0.4972 | 0.472 | 0.27 | 0 | 0 | 0 | 0 | F | T | F |  | 2019-06-19 | F | F
C__FRWED003 | C__FRWED003-AAA-BAN-190 | ENGIE Power Limited | RWETDL | S |  | _F | NORTHERN | DEFAULT__F |  | C | -0.0063078 | 0 | 0 | 0.4972 | 0.472 | 0.27 | 0 | 0 | 0 | 0 | F | T | F |  | 2019-06-01 | F | F
C__FRWED012 | C__FRWED012-INV-TEE-001 | ENGIE Power Limited | RWETDL | S |  | _F | NORTHERN | DEFAULT__F |  | C | -0.0063078 | 0 | 0 | 0.4972 | 0.472 | 0.27 | 0 | 0 | 0 | 0 | F | T | F |  | 2019-06-19 | F | F
C__FSAPH012 | C__FSAPH012-INV-TEE-001 | ElectroRoute Energy Limited | SAPHIR | S |  | _F | NORTHERN | DEFAULT__F |  | C | -0.0063078 | 0 | 0 | 0.4972 | 0.472 | 0.27 | 0 | 0 | 0 | 0 | F | T | F |  | 2019-06-19 | F | F
C__FSMAR003 | C__FSMAR003-AAA-BAN-190 | Smartestenergy Limited | SMARTEST | S |  | _F | NORTHERN | DEFAULT__F |  | C | -0.0063078 | 0 | 0 | 0.4972 | 0.472 | 0.27 | 0 | 0 | 0 | 0 | F | T | F |  | 2019-06-01 | F | F
C__FSMAR012 | C__FSMAR012-INV-TEE-001 | Smartestenergy Limited | SMARTEST | S |  | _F | NORTHERN | DEFAULT__F |  | C | -0.0063078 | 0 | 0 | 0.4972 | 0.472 | 0.27 | 0 | 0 | 0 | 0 | F | T | F |  | 2019-06-19 | F | F
C__FSOUT003 | C__FSOUT003-AAA-BAN-190 | SSE Electricity Limited | SWEL | S |  | _F | NORTHERN | DEFAULT__F |  | C | -0.0063078 | 0 | 0 | 0.4972 | 0.472 | 0.27 | 0 | 0 | 0 | 0 | F | T | F |  | 2019-06-01 | F | F
C__FSOUT012 | C__FSOUT012-INV-TEE-001 | SSE Electricity Limited | SWEL | S |  | _F | NORTHERN | DEFAULT__F |  | C | -0.0063078 | 0 | 0 | 0.4972 | 0.472 | 0.27 | 0 | 0 | 0 | 0 | F | T | F |  | 2019-06-19 | F | F
C__FSPOW003 | C__FSPOW003-AAA-BAN-190 | SP Energy Retail Ltd | SPSUP01 | S |  | _F | NORTHERN | DEFAULT__F |  | C | -0.0063078 | 0 | 0 | 0.4972 | 0.472 | 0.27 | 0 | 0 | 0 | 0 | F | T | F |  | 2019-06-01 | F | F
C__FSPOW012 | C__FSPOW012-INV-TEE-001 | SP Energy Retail Ltd | SPSUP01 | S |  | _F | NORTHERN | DEFAULT__F |  | C | -0.0063078 | 0 | 0 | 0.4972 | 0.472 | 0.27 | 0 | 0 | 0 | 0 | F | T | F |  | 2019-06-19 | F | F
C__FSTAT003 | C__FSTAT003-AAA-BAN-190 | Statkraft Markets Gmbh | STATKRA1 | S |  | _F | NORTHERN | DEFAULT__F |  | C | -0.0063078 | 0 | 0 | 0.4972 | 0.472 | 0.27 | 0 | 0 | 0 | 0 | F | T | F |  | 2019-06-01 | F | F
C__FSTAT012 | C__FSTAT012-INV-TEE-001 | Statkraft Markets Gmbh | STATKRA1 | S |  | _F | NORTHERN | DEFAULT__F |  | C | -0.0063078 | 0 | 0 | 0.4972 | 0.472 | 0.27 | 0 | 0 | 0 | 0 | F | T | F |  | 2019-06-19 | F | F
C__FSYMB003 | C__FSYMB003-AAA-BAN-190 | Symbio Energy Ltd | SYMBIO18 | S |  | _F | NORTHERN | DEFAULT__F |  | C | -0.0063078 | 0 | 0 | 0.4972 | 0.472 | 0.27 | 0 | 0 | 0 | 0 | F | T | F |  | 2019-06-01 | F | F
C__FSYMB012 | C__FSYMB012-INV-TEE-001 | Symbio Energy Ltd | SYMBIO18 | S |  | _F | NORTHERN | DEFAULT__F |  | C | -0.0063078 | 0 | 0 | 0.4972 | 0.472 | 0.27 | 0 | 0 | 0 | 0 | F | T | F |  | 2019-06-19 | F | F
C__FTGPL003 | C__FTGPL003-AAA-BAN-190 | Total Gas & Power Ltd | TFEGP | S |  | _F | NORTHERN | DEFAULT__F |  | C | -0.0063078 | 0 | 0 | 0.4972 | 0.472 | 0.27 | 0 | 0 | 0 | 0 | F | T | F |  | 2019-06-01 | F | F
C__FTGPL012 | C__FTGPL012-INV-TEE-001 | Total Gas & Power Ltd | TFEGP | S |  | _F | NORTHERN | DEFAULT__F |  | C | -0.0063078 | 0 | 0 | 0.4972 | 0.472 | 0.27 | 0 | 0 | 0 | 0 | F | T | F |  | 2019-06-19 | F | F
C__FVETS003 | C__FVETS003-AAA-BAN-190 | Vattenfall Energy Trading | VTS | S |  | _F | NORTHERN | DEFAULT__F |  | C | -0.0063078 | 0 | 0 | 0.4972 | 0.472 | 0.27 | 0 | 0 | 0 | 0 | F | T | F |  | 2019-06-01 | F | F
C__FVETS012 | C__FVETS012-INV-TEE-001 | Vattenfall Energy Trading | VTS | S |  | _F | NORTHERN | DEFAULT__F |  | C | -0.0063078 | 0 | 0 | 0.4972 | 0.472 | 0.27 | 0 | 0 | 0 | 0 | F | T | F |  | 2019-06-19 | F | F
C__FVOLT003 | C__FVOLT003-AAA-BAN-190 | Co-operative Energy Limited | VOLA | S |  | _F | NORTHERN | DEFAULT__F |  | C | -0.0063078 | 0 | 0 | 0.4972 | 0.472 | 0.27 | 0 | 0 | 0 | 0 | F | T | F |  | 2019-06-01 | F | F
C__FVOLT012 | C__FVOLT012-INV-TEE-001 | Co-operative Energy Limited | VOLA | S |  | _F | NORTHERN | DEFAULT__F |  | C | -0.0063078 | 0 | 0 | 0.4972 | 0.472 | 0.27 | 0 | 0 | 0 | 0 | F | T | F |  | 2019-06-19 | F | F
C__JANGE001 | C__JANGE001-AAA-K3C-180 | Limejump Energy Limited | ANGEL | S |  | _J | South Eastern | DEFAULT__J |  | C | 0.0019454 | 0 | 0 | 0.5058 | 0.4839 | 0.27 | 0 | 0 | 0 | 0 | F | T | F |  | 2019-06-01 | F | F
C__JAXPO001 | C__JAXPO001-AAA-K3C-180 | AXPO UK LIMITED | EGLUK | S |  | _J | South Eastern | DEFAULT__J |  | C | 0.0019454 | 0 | 0 | 0.5058 | 0.4839 | 0.27 | 0 | 0 | 0 | 0 | F | T | F |  | 2019-06-01 | F | F
C__JCNDL001 | C__JCNDL001-AAA-K3C-180 | NEAS Energy Ltd. | CNDA | S |  | _J | South Eastern | DEFAULT__J |  | C | 0.0019454 | 0 | 0 | 0.5058 | 0.4839 | 0.27 | 0 | 0 | 0 | 0 | F | T | F |  | 2019-06-01 | F | F
C__JCOOP001 | C__JCOOP001-AAA-K3C-180 | I Supply Energy Limited | COOP | S |  | _J | South Eastern | DEFAULT__J |  | C | 0.0019454 | 0 | 0 | 0.5058 | 0.4839 | 0.27 | 0 | 0 | 0 | 0 | F | T | F |  | 2019-06-01 | F | F
C__JCOUL001 | C__JCOUL001-AAA-K3C-180 | Coulomb Energy Supply Limited | COULOMB | S |  | _J | South Eastern | DEFAULT__J |  | C | 0.0019454 | 0 | 0 | 0.5058 | 0.4839 | 0.27 | 0 | 0 | 0 | 0 | F | T | F |  | 2019-06-01 | F | F
C__JECOA001 | C__JECOA001-AAA-K3C-180 | British Gas Trading Ltd | BRITGAS | S |  | _J | South Eastern | DEFAULT__J |  | C | 0.0019454 | 0 | 0 | 0.5058 | 0.4839 | 0.27 | 0 | 0 | 0 | 0 | F | T | F |  | 2019-06-01 | F | F
C__JECOT001 | C__JECOT001-AAA-K3C-180 | The Renewable Energy Co Ltd | RENC | S |  | _J | South Eastern | DEFAULT__J |  | C | 0.0019454 | 0 | 0 | 0.5058 | 0.4839 | 0.27 | 0 | 0 | 0 | 0 | F | T | F |  | 2019-06-01 | F | F
C__JEMEB001 | C__JEMEB001-AAA-K3C-180 | E.ON Energy Solutions Limited | PGENERGY | S |  | _J | South Eastern | DEFAULT__J |  | C | 0.0019454 | 0 | 0 | 0.5058 | 0.4839 | 0.27 | 0 | 0 | 0 | 0 | F | T | F |  | 2019-06-01 | F | F
C__JENDC001 | C__JENDC001-AAA-K3C-180 | EPG Energy Limited | EPGNRG | S |  | _J | South Eastern | DEFAULT__J |  | C | 0.0019454 | 0 | 0 | 0.5058 | 0.4839 | 0.27 | 0 | 0 | 0 | 0 | F | T | F |  | 2019-06-01 | F | F
C__JENRD001 | C__JENRD001-AAA-K3C-180 | British Gas Trading Ltd | BRITGAS | S |  | _J | South Eastern | DEFAULT__J |  | C | 0.0019454 | 0 | 0 | 0.5058 | 0.4839 | 0.27 | 0 | 0 | 0 | 0 | F | T | F |  | 2019-06-01 | F | F
C__JENRG001 | C__JENRG001-AAA-K3C-180 | Opus Energy Renewables Limited | EVENERGY | S |  | _J | South Eastern | DEFAULT__J |  | C | 0.0019454 | 0 | 0 | 0.5058 | 0.4839 | 0.27 | 0 | 0 | 0 | 0 | F | T | F |  | 2019-06-01 | F | F
C__JFSEN001 | C__JFSEN001-AAA-K3C-180 | F & S Energy Ltd | FSE0001 | S |  | _J | South Eastern | DEFAULT__J |  | C | 0.0019454 | 0 | 0 | 0.5058 | 0.4839 | 0.27 | 0 | 0 | 0 | 0 | F | T | F |  | 2019-06-01 | F | F
C__JGANY001 | C__JGANY001-AAA-K3C-180 | Solarplicity Supply Limited | GANYMEDE | S |  | _J | South Eastern | DEFAULT__J |  | C | 0.0019454 | 0 | 0 | 0.5058 | 0.4839 | 0.27 | 0 | 0 | 0 | 0 | F | T | F |  | 2019-06-01 | F | F
C__JGMTR001 | C__JGMTR001-AAA-K3C-180 | Gazprom M & T Retail Ltd | GMTR | S |  | _J | South Eastern | DEFAULT__J |  | C | 0.0019454 | 0 | 0 | 0.5058 | 0.4839 | 0.27 | 0 | 0 | 0 | 0 | F | T | F |  | 2019-06-01 | F | F
C__JGNRG001 | C__JGNRG001-AAA-K3C-180 | Green Energy (UK) Plc | GRNUKPLC | S |  | _J | South Eastern | DEFAULT__J |  | C | 0.0019454 | 0 | 0 | 0.5058 | 0.4839 | 0.27 | 0 | 0 | 0 | 0 | F | T | F |  | 2019-06-01 | F | F
C__JHAVE001 | C__JHAVE001-AAA-K3C-180 | Haven Power Ltd | HAVEN | S |  | _J | South Eastern | DEFAULT__J |  | C | 0.0019454 | 0 | 0 | 0.5058 | 0.4839 | 0.27 | 0 | 0 | 0 | 0 | F | T | F |  | 2019-06-01 | F | F
C__JHPOW001 | C__JHPOW001-AAA-K3C-180 | Haven Power Ltd | HAVEN | S |  | _J | South Eastern | DEFAULT__J |  | C | 0.0019454 | 0 | 0 | 0.5058 | 0.4839 | 0.27 | 0 | 0 | 0 | 0 | F | T | F |  | 2019-06-01 | F | F
C__JHYDE001 | C__JHYDE001-AAA-K3C-180 | SSE Electricity Limited | SWEL | S |  | _J | South Eastern | DEFAULT__J |  | C | 0.0019454 | 0 | 0 | 0.5058 | 0.4839 | 0.27 | 0 | 0 | 0 | 0 | F | T | F |  | 2019-06-01 | F | F
C__JIMPO001 | C__JIMPO001-AAA-K3C-180 | SSE Energy Supply Limited | SSE | S |  | _J | South Eastern | DEFAULT__J |  | C | 0.0019454 | 0 | 0 | 0.5058 | 0.4839 | 0.27 | 0 | 0 | 0 | 0 | F | T | F |  | 2019-06-01 | F | F
C__JLIGH001 | C__JLIGH001-AAA-K3C-180 | MVV Environment Services Ltd | LIGHTNIN | S |  | _J | South Eastern | DEFAULT__J |  | C | 0.0019454 | 0 | 0 | 0.5058 | 0.4839 | 0.27 | 0 | 0 | 0 | 0 | F | T | F |  | 2019-06-01 | F | F
C__JLOND001 | C__JLOND001-AAA-K3C-180 | EDF Energy Customers Ltd | LENCO | S |  | _J | South Eastern | DEFAULT__J |  | C | 0.0019454 | 0 | 0 | 0.5058 | 0.4839 | 0.27 | 0 | 0 | 0 | 0 | F | T | F |  | 2019-06-01 | F | F
C__JMAGN001 | C__JMAGN001-AAA-K3C-180 | Orsted Power Sales (UK) Ltd | MAGNETIC | S |  | _J | South Eastern | DEFAULT__J |  | C | 0.0019454 | 0 | 0 | 0.5058 | 0.4839 | 0.27 | 0 | 0 | 0 | 0 | F | T | F |  | 2019-06-01 | F | F
C__JNATP001 | C__JNATP001-AAA-K3C-180 | Npower Limited | NPOWER01 | S |  | _J | South Eastern | DEFAULT__J |  | C | 0.0019454 | 0 | 0 | 0.5058 | 0.4839 | 0.27 | 0 | 0 | 0 | 0 | F | T | F |  | 2019-06-01 | F | F
C__JOXPO001 | C__JOXPO001-AAA-K3C-180 | Opus Energy Limited | OXFPOWER | S |  | _J | South Eastern | DEFAULT__J |  | C | 0.0019454 | 0 | 0 | 0.5058 | 0.4839 | 0.27 | 0 | 0 | 0 | 0 | F | T | F |  | 2019-06-01 | F | F
C__JPGEN001 | C__JPGEN001-AAA-K3C-180 | E.ON UK plc | POWERGEN | S |  | _J | South Eastern | DEFAULT__J |  | C | 0.0019454 | 0 | 0 | 0.5058 | 0.4839 | 0.27 | 0 | 0 | 0 | 0 | F | T | F |  | 2019-06-01 | F | F
C__JPURE001 | C__JPURE001-AAA-K3C-180 | Good Energy Limited | PURE | S |  | _J | South Eastern | DEFAULT__J |  | C | 0.0019454 | 0 | 0 | 0.5058 | 0.4839 | 0.27 | 0 | 0 | 0 | 0 | F | T | F |  | 2019-06-01 | F | F
C__JRWED001 | C__JRWED001-AAA-K3C-180 | ENGIE Power Limited | RWETDL | S |  | _J | South Eastern | DEFAULT__J |  | C | 0.0019454 | 0 | 0 | 0.5058 | 0.4839 | 0.27 | 0 | 0 | 0 | 0 | F | T | F |  | 2019-06-01 | F | F
C__JSMAR001 | C__JSMAR001-AAA-K3C-180 | Smartestenergy Limited | SMARTEST | S |  | _J | South Eastern | DEFAULT__J |  | C | 0.0019454 | 0 | 0 | 0.5058 | 0.4839 | 0.27 | 0 | 0 | 0 | 0 | F | T | F |  | 2019-06-01 | F | F
C__JSOUT001 | C__JSOUT001-AAA-K3C-180 | SSE Electricity Limited | SWEL | S |  | _J | South Eastern | DEFAULT__J |  | C | 0.0019454 | 0 | 0 | 0.5058 | 0.4839 | 0.27 | 0 | 0 | 0 | 0 | F | T | F |  | 2019-06-01 | F | F
C__JSPOW001 | C__JSPOW001-AAA-K3C-180 | SP Energy Retail Ltd | SPSUP01 | S |  | _J | South Eastern | DEFAULT__J |  | C | 0.0019454 | 0 | 0 | 0.5058 | 0.4839 | 0.27 | 0 | 0 | 0 | 0 | F | T | F |  | 2019-06-01 | F | F
C__JSTAT001 | C__JSTAT001-AAA-K3C-180 | Statkraft Markets Gmbh | STATKRA1 | S |  | _J | South Eastern | DEFAULT__J |  | C | 0.0019454 | 0 | 0 | 0.5058 | 0.4839 | 0.27 | 0 | 0 | 0 | 0 | F | T | F |  | 2019-06-01 | F | F
C__JTGPL001 | C__JTGPL001-AAA-K3C-180 | Total Gas & Power Ltd | TFEGP | S |  | _J | South Eastern | DEFAULT__J |  | C | 0.0019454 | 0 | 0 | 0.5058 | 0.4839 | 0.27 | 0 | 0 | 0 | 0 | F | T | F |  | 2019-06-01 | F | F
C__JVETS001 | C__JVETS001-AAA-K3C-180 | Vattenfall Energy Trading | VTS | S |  | _J | South Eastern | DEFAULT__J |  | C | 0.0019454 | 40 | 0 | 0.5058 | 0.4839 | 0.27 | 0 | 0 | 10.8 | 10.8 | F | T | F |  | 2019-06-01 | F | F
C__JVOLT001 | C__JVOLT001-AAA-K3C-180 | Co-operative Energy Limited | VOLA | S |  | _J | South Eastern | DEFAULT__J |  | C | 0.0019454 | 0 | 0 | 0.5058 | 0.4839 | 0.27 | 0 | 0 | 0 | 0 | F | T | F |  | 2019-06-01 | F | F
C__KANGE004 | C__KANGE004-AAA-MYN-178 | Limejump Energy Limited | ANGEL | S |  | _K | South Wales | DEFAULT__K |  | C | 0.0006465 | 0 | 0 | 0.4893 | 0.4761 | 0.27 | 0 | 0 | 0 | 0 | F | T | F |  | 2019-06-01 | F | F
C__KAXPO004 | C__KAXPO004-AAA-MYN-178 | AXPO UK LIMITED | EGLUK | S |  | _K | South Wales | DEFAULT__K |  | C | 0.0006465 | 0 | 0 | 0.4893 | 0.4761 | 0.27 | 0 | 0 | 0 | 0 | F | T | F |  | 2019-06-01 | F | F
C__KCNDL004 | C__KCNDL004-AAA-MYN-178 | NEAS Energy Ltd. | CNDA | S |  | _K | South Wales | DEFAULT__K |  | C | 0.0006465 | 0 | 0 | 0.4893 | 0.4761 | 0.27 | 0 | 0 | 0 | 0 | F | T | F |  | 2019-06-01 | F | F
C__KCOOP004 | C__KCOOP004-AAA-MYN-178 | I Supply Energy Limited | COOP | S |  | _K | South Wales | DEFAULT__K |  | C | 0.0006465 | 0 | 0 | 0.4893 | 0.4761 | 0.27 | 0 | 0 | 0 | 0 | F | T | F |  | 2019-06-01 | F | F
C__KCOUL004 | C__KCOUL004-AAA-MYN-178 | Coulomb Energy Supply Limited | COULOMB | S |  | _K | South Wales | DEFAULT__K |  | C | 0.0006465 | 0 | 0 | 0.4893 | 0.4761 | 0.27 | 0 | 0 | 0 | 0 | F | T | F |  | 2019-06-01 | F | F
C__KECOA004 | C__KECOA004-AAA-MYN-178 | British Gas Trading Ltd | BRITGAS | S |  | _K | South Wales | DEFAULT__K |  | C | 0.0006465 | 0 | 0 | 0.4893 | 0.4761 | 0.27 | 0 | 0 | 0 | 0 | F | T | F |  | 2019-06-01 | F | F
C__KECOT004 | C__KECOT004-AAA-MYN-178 | The Renewable Energy Co Ltd | RENC | S |  | _K | South Wales | DEFAULT__K |  | C | 0.0006465 | 0 | 0 | 0.4893 | 0.4761 | 0.27 | 0 | 0 | 0 | 0 | F | T | F |  | 2019-06-01 | F | F
C__KEMEB004 | C__KEMEB004-AAA-MYN-178 | E.ON Energy Solutions Limited | PGENERGY | S |  | _K | South Wales | DEFAULT__K |  | C | 0.0006465 | 0 | 0 | 0.4893 | 0.4761 | 0.27 | 0 | 0 | 0 | 0 | F | T | F |  | 2019-06-01 | F | F
C__KENDC004 | C__KENDC004-AAA-MYN-178 | EPG Energy Limited | EPGNRG | S |  | _K | South Wales | DEFAULT__K |  | C | 0.0006465 | 0 | 0 | 0.4893 | 0.4761 | 0.27 | 0 | 0 | 0 | 0 | F | T | F |  | 2019-06-01 | F | F
C__KENRD004 | C__KENRD004-AAA-MYN-178 | Enron Direct Ltd | ENRD | S |  | _K | South Wales | DEFAULT__K |  | C | 0.0006465 | 0 | 0 | 0.4893 | 0.4761 | 0.27 | 0 | 0 | 0 | 0 | F | T | F |  | 2019-06-01 | F | F
C__KENRG004 | C__KENRG004-AAA-MYN-178 | Opus Energy Renewables Limited | EVENERGY | S |  | _K | South Wales | DEFAULT__K |  | C | 0.0006465 | 0 | 0 | 0.4893 | 0.4761 | 0.27 | 0 | 0 | 0 | 0 | F | T | F |  | 2019-06-01 | F | F
C__KFSEN004 | C__KFSEN004-AAA-MYN-178 | F & S Energy Ltd | FSE0001 | S |  | _K | South Wales | DEFAULT__K |  | C | 0.0006465 | 0 | 0 | 0.4893 | 0.4761 | 0.27 | 0 | 0 | 0 | 0 | F | T | F |  | 2019-06-01 | F | F
C__KGANY004 | C__KGANY004-AAA-MYN-178 | Solarplicity Supply Limited | GANYMEDE | S |  | _K | South Wales | DEFAULT__K |  | C | 0.0006465 | 0 | 0 | 0.4893 | 0.4761 | 0.27 | 0 | 0 | 0 | 0 | F | T | F |  | 2019-06-01 | F | F
C__KGMTR004 | C__KGMTR004-AAA-MYN-178 | Gazprom M & T Retail Ltd | GMTR | S |  | _K | South Wales | DEFAULT__K |  | C | 0.0006465 | 0 | 0 | 0.4893 | 0.4761 | 0.27 | 0 | 0 | 0 | 0 | F | T | F |  | 2019-06-01 | F | F
C__KGNRG004 | C__KGNRG004-AAA-MYN-178 | Green Energy (UK) Plc | GRNUKPLC | S |  | _K | South Wales | DEFAULT__K |  | C | 0.0006465 | 0 | 0 | 0.4893 | 0.4761 | 0.27 | 0 | 0 | 0 | 0 | F | T | F |  | 2019-06-01 | F | F
C__KHAVE004 | C__KHAVE004-AAA-MYN-178 | Haven Power Ltd | HAVEN | S |  | _K | South Wales | DEFAULT__K |  | C | 0.0006465 | 0 | 0 | 0.4893 | 0.4761 | 0.27 | 0 | 0 | 0 | 0 | F | T | F |  | 2019-06-01 | F | F
C__KHPOW004 | C__KHPOW004-AAA-MYN-178 | Haven Power Ltd | HAVEN | S |  | _K | South Wales | DEFAULT__K |  | C | 0.0006465 | 0 | 0 | 0.4893 | 0.4761 | 0.27 | 0 | 0 | 0 | 0 | F | T | F |  | 2019-06-01 | F | F
C__KHUDS004 | C__KHUDS004-AAA-MYN-178 | Hudson Energy Supply UK Ltd | AMPERE | S |  | _K | South Wales | DEFAULT__K |  | C | 0.0006465 | 0 | 0 | 0.4893 | 0.4761 | 0.27 | 0 | 0 | 0 | 0 | F | T | F |  | 2019-06-01 | F | F
C__KHYDE004 | C__KHYDE004-AAA-MYN-178 | SSE Electricity Limited | SWEL | S |  | _K | South Wales | DEFAULT__K |  | C | 0.0006465 | 0 | 0 | 0.4893 | 0.4761 | 0.27 | 0 | 0 | 0 | 0 | F | T | F |  | 2019-06-01 | F | F
C__KIMPO004 | C__KIMPO004-AAA-MYN-178 | SSE Energy Supply Limited | SSE | S |  | _K | South Wales | DEFAULT__K |  | C | 0.0006465 | 0 | 0 | 0.4893 | 0.4761 | 0.27 | 0 | 0 | 0 | 0 | F | T | F |  | 2019-06-01 | F | F
C__KLIGH004 | C__KLIGH004-AAA-MYN-178 | MVV Environment Services Ltd | LIGHTNIN | S |  | _K | South Wales | DEFAULT__K |  | C | 0.0006465 | 0 | 0 | 0.4893 | 0.4761 | 0.27 | 0 | 0 | 0 | 0 | F | T | F |  | 2019-06-01 | F | F
C__KLOND004 | C__KLOND004-AAA-MYN-178 | EDF Energy Customers Ltd | LENCO | S |  | _K | South Wales | DEFAULT__K |  | C | 0.0006465 | 0 | 0 | 0.4893 | 0.4761 | 0.27 | 0 | 0 | 0 | 0 | F | T | F |  | 2019-06-01 | F | F
C__KMAGN004 | C__KMAGN004-AAA-MYN-178 | Orsted Power Sales (UK) Ltd | MAGNETIC | S |  | _K | South Wales | DEFAULT__K |  | C | 0.0006465 | 0 | 0 | 0.4893 | 0.4761 | 0.27 | 0 | 0 | 0 | 0 | F | T | F |  | 2019-06-01 | F | F
C__KNATP004 | C__KNATP004-AAA-MYN-178 | Npower Limited | NPOWER01 | S |  | _K | South Wales | DEFAULT__K |  | C | 0.0006465 | 25.677 | 0 | 0.4893 | 0.4761 | 0.27 | 0 | 0 | 6.933 | 6.933 | F | T | F |  | 2019-06-01 | F | F
C__KNEWP004 | C__KNEWP004-AAA-MYN-178 | Shell Energy Supply UK Ltd | NEWPORT | S |  | _K | South Wales | DEFAULT__K |  | C | 0.0006465 | 0 | 0 | 0.4893 | 0.4761 | 0.27 | 0 | 0 | 0 | 0 | F | T | F |  | 2019-06-01 | F | F
C__KOSMI004 | C__KOSMI004-AAA-MYN-178 | BRISTOL NRG TEC&SERV(SUPP) LTD | OSMIUM | S |  | _K | South Wales | DEFAULT__K |  | C | 0.0006465 | 0 | 0 | 0.4893 | 0.4761 | 0.27 | 0 | 0 | 0 | 0 | F | T | F |  | 2019-06-01 | F | F
C__KPGEN004 | C__KPGEN004-AAA-MYN-178 | E.ON UK plc | POWERGEN | S |  | _K | South Wales | DEFAULT__K |  | C | 0.0006465 | 0 | 0 | 0.4893 | 0.4761 | 0.27 | 0 | 0 | 0 | 0 | F | T | F |  | 2019-06-01 | F | F
C__KPURE004 | C__KPURE004-AAA-MYN-178 | Good Energy Limited | PURE | S |  | _K | South Wales | DEFAULT__K |  | C | 0.0006465 | 0 | 0 | 0.4893 | 0.4761 | 0.27 | 0 | 0 | 0 | 0 | F | T | F |  | 2019-06-01 | F | F
C__KREGE004 | C__KREGE004-AAA-MYN-178 | Bulb Energy | REGENT | S |  | _K | South Wales | DEFAULT__K |  | C | 0.0006465 | 0 | 0 | 0.4893 | 0.4761 | 0.27 | 0 | 0 | 0 | 0 | F | T | F |  | 2019-06-01 | F | F
C__KRWED004 | C__KRWED004-AAA-MYN-178 | ENGIE Power Limited | RWETDL | S |  | _K | South Wales | DEFAULT__K |  | C | 0.0006465 | 0 | 0 | 0.4893 | 0.4761 | 0.27 | 0 | 0 | 0 | 0 | F | T | F |  | 2019-06-01 | F | F
C__KSMAR004 | C__KSMAR004-AAA-MYN-178 | Smartestenergy Limited | SMARTEST | S |  | _K | South Wales | DEFAULT__K |  | C | 0.0006465 | 0 | 0 | 0.4893 | 0.4761 | 0.27 | 0 | 0 | 0 | 0 | F | T | F |  | 2019-06-01 | F | F
C__KSOUT004 | C__KSOUT004-AAA-MYN-178 | SSE Electricity Limited | SWEL | S |  | _K | South Wales | DEFAULT__K |  | C | 0.0006465 | 0 | 0 | 0.4893 | 0.4761 | 0.27 | 0 | 0 | 0 | 0 | F | T | F |  | 2019-06-01 | F | F
C__KSPOW004 | C__KSPOW004-AAA-MYN-178 | SP Energy Retail Ltd | SPSUP01 | S |  | _K | South Wales | DEFAULT__K |  | C | 0.0006465 | 0 | 0 | 0.4893 | 0.4761 | 0.27 | 0 | 0 | 0 | 0 | F | T | F |  | 2019-06-01 | F | F
C__KSTAT004 | C__KSTAT004-AAA-MYN-178 | Statkraft Markets Gmbh | STATKRA1 | S |  | _K | South Wales | DEFAULT__K |  | C | 0.0006465 | 0 | 0 | 0.4893 | 0.4761 | 0.27 | 0 | 0 | 0 | 0 | F | T | F |  | 2019-06-01 | F | F
C__KTGPL004 | C__KTGPL004-AAA-MYN-178 | Total Gas & Power Ltd | TFEGP | S |  | _K | South Wales | DEFAULT__K |  | C | 0.0006465 | 0 | 0 | 0.4893 | 0.4761 | 0.27 | 0 | 0 | 0 | 0 | F | T | F |  | 2019-06-01 | F | F
C__KVETS004 | C__KVETS004-AAA-MYN-178 | Vattenfall Energy Trading | VTS | S |  | _K | South Wales | DEFAULT__K |  | C | 0.0006465 | 26.624 | 0 | 0.4893 | 0.4761 | 0.27 | 0 | 0 | 7.188 | 7.188 | F | T | F |  | 2019-06-01 | F | F
C__KVOLT004 | C__KVOLT004-AAA-MYN-178 | Co-operative Energy Limited | VOLA | S |  | _K | South Wales | DEFAULT__K |  | C | 0.0006465 | 0 | 0 | 0.4893 | 0.4761 | 0.27 | 0 | 0 | 0 | 0 | F | T | F |  | 2019-06-01 | F | F
C__MANGE005 | C__MANGE005-AAA-ENE-171 | Limejump Energy Limited | ANGEL | S |  | _M | Yorkshire Electricity | DEFAULT__M |  | C | -0.0010646 | 0 | 0 | 0.488 | 0.4495 | 0.27 | 0 | 0 | 0 | 0 | F | T | F |  | 2019-06-01 | F | F
C__MAXPO005 | C__MAXPO005-AAA-ENE-171 | AXPO UK LIMITED | EGLUK | S |  | _M | Yorkshire Electricity | DEFAULT__M |  | C | -0.0010646 | 0 | 0 | 0.488 | 0.4495 | 0.27 | 0 | 0 | 0 | 0 | F | T | F |  | 2019-06-01 | F | F
C__MCNDL005 | C__MCNDL005-AAA-ENE-171 | NEAS Energy Ltd. | CNDA | S |  | _M | Yorkshire Electricity | DEFAULT__M |  | C | -0.0010646 | 0 | 0 | 0.488 | 0.4495 | 0.27 | 0 | 0 | 0 | 0 | F | T | F |  | 2019-06-01 | F | F
C__MCOUL005 | C__MCOUL005-AAA-ENE-171 | Coulomb Energy Supply Limited | COULOMB | S |  | _M | Yorkshire Electricity | DEFAULT__M |  | C | -0.0010646 | 0 | 0 | 0.488 | 0.4495 | 0.27 | 0 | 0 | 0 | 0 | F | T | F |  | 2019-06-01 | F | F
C__MECOA005 | C__MECOA005-AAA-ENE-171 | British Gas Trading Ltd | BRITGAS | S |  | _M | Yorkshire Electricity | DEFAULT__M |  | C | -0.0010646 | 0 | 0 | 0.488 | 0.4495 | 0.27 | 0 | 0 | 0 | 0 | F | T | F |  | 2019-06-01 | F | F
C__MECOT005 | C__MECOT005-AAA-ENE-171 | The Renewable Energy Co Ltd | RENC | S |  | _M | Yorkshire Electricity | DEFAULT__M |  | C | -0.0010646 | 0 | 0 | 0.488 | 0.4495 | 0.27 | 0 | 0 | 0 | 0 | F | T | F |  | 2019-06-01 | F | F
C__MEMEB005 | C__MEMEB005-AAA-ENE-171 | E.ON Energy Solutions Limited | PGENERGY | S |  | _M | Yorkshire Electricity | DEFAULT__M |  | C | -0.0010646 | 0 | 0 | 0.488 | 0.4495 | 0.27 | 0 | 0 | 0 | 0 | F | T | F |  | 2019-06-01 | F | F
C__MENDC005 | C__MENDC005-AAA-ENE-171 | EPG Energy Limited | EPGNRG | S |  | _M | Yorkshire Electricity | DEFAULT__M |  | C | -0.0010646 | 0 | 0 | 0.488 | 0.4495 | 0.27 | 0 | 0 | 0 | 0 | F | T | F |  | 2019-06-01 | F | F
C__MENRD005 | C__MENRD005-AAA-ENE-171 | British Gas Trading Ltd | BRITGAS | S |  | _M | Yorkshire Electricity | DEFAULT__M |  | C | -0.0010646 | 0 | 0 | 0.488 | 0.4495 | 0.27 | 0 | 0 | 0 | 0 | F | T | F |  | 2019-06-01 | F | F
C__MENRG005 | C__MENRG005-AAA-ENE-171 | Opus Energy Renewables Limited | EVENERGY | S |  | _M | Yorkshire Electricity | DEFAULT__M |  | C | -0.0010646 | 0 | 0 | 0.488 | 0.4495 | 0.27 | 0 | 0 | 0 | 0 | F | T | F |  | 2019-06-01 | F | F
C__MFSEN005 | C__MFSEN005-AAA-ENE-171 | F & S Energy Ltd | FSE0001 | S |  | _M | Yorkshire Electricity | DEFAULT__M |  | C | -0.0010646 | 0 | 0 | 0.488 | 0.4495 | 0.27 | 0 | 0 | 0 | 0 | F | T | F |  | 2019-06-01 | F | F
C__MGANY005 | C__MGANY005-AAA-ENE-171 | Solarplicity Supply Limited | GANYMEDE | S |  | _M | Yorkshire Electricity | DEFAULT__M |  | C | -0.0010646 | 0 | 0 | 0.488 | 0.4495 | 0.27 | 0 | 0 | 0 | 0 | F | T | F |  | 2019-06-01 | F | F
C__MGMTR005 | C__MGMTR005-AAA-ENE-171 | Gazprom M & T Retail Ltd | GMTR | S |  | _M | Yorkshire Electricity | DEFAULT__M |  | C | -0.0010646 | 0 | 0 | 0.488 | 0.4495 | 0.27 | 0 | 0 | 0 | 0 | F | T | F |  | 2019-06-01 | F | F
C__MGNRG005 | C__MGNRG005-AAA-ENE-171 | Green Energy (UK) Plc | GRNUKPLC | S |  | _M | Yorkshire Electricity | DEFAULT__M |  | C | -0.0010646 | 0 | 0 | 0.488 | 0.4495 | 0.27 | 0 | 0 | 0 | 0 | F | T | F |  | 2019-06-01 | F | F
C__MHAVE005 | C__MHAVE005-AAA-ENE-171 | Haven Power Ltd | HAVEN | S |  | _M | Yorkshire Electricity | DEFAULT__M |  | C | -0.0010646 | 0 | 0 | 0.488 | 0.4495 | 0.27 | 0 | 0 | 0 | 0 | F | T | F |  | 2019-06-01 | F | F
C__MHPOW005 | C__MHPOW005-AAA-ENE-171 | Haven Power Ltd | HAVEN | S |  | _M | Yorkshire Electricity | DEFAULT__M |  | C | -0.0010646 | 0 | 0 | 0.488 | 0.4495 | 0.27 | 0 | 0 | 0 | 0 | F | T | F |  | 2019-06-01 | F | F
C__MHUDS005 | C__MHUDS005-AAA-ENE-171 | Hudson Energy Supply UK Ltd | AMPERE | S |  | _M | Yorkshire Electricity | DEFAULT__M |  | C | -0.0010646 | 0 | 0 | 0.488 | 0.4495 | 0.27 | 0 | 0 | 0 | 0 | F | T | F |  | 2019-06-01 | F | F
C__MHYDE005 | C__MHYDE005-AAA-ENE-171 | SSE Electricity Limited | SWEL | S |  | _M | Yorkshire Electricity | DEFAULT__M |  | C | -0.0010646 | 0 | 0 | 0.488 | 0.4495 | 0.27 | 0 | 0 | 0 | 0 | F | T | F |  | 2019-06-01 | F | F
C__MIMPO005 | C__MIMPO005-AAA-ENE-171 | SSE Energy Supply Limited | SSE | S |  | _M | Yorkshire Electricity | DEFAULT__M |  | C | -0.0010646 | 0 | 0 | 0.488 | 0.4495 | 0.27 | 0 | 0 | 0 | 0 | F | T | F |  | 2019-06-01 | F | F
C__MLIGH005 | C__MLIGH005-AAA-ENE-171 | MVV Environment Services Ltd | LIGHTNIN | S |  | _M | Yorkshire Electricity | DEFAULT__M |  | C | -0.0010646 | 0 | 0 | 0.488 | 0.4495 | 0.27 | 0 | 0 | 0 | 0 | F | T | F |  | 2019-06-01 | F | F
C__MLOND005 | C__MLOND005-AAA-ENE-171 | EDF Energy Customers Ltd | LENCO | S |  | _M | Yorkshire Electricity | DEFAULT__M |  | C | -0.0010646 | 0 | 0 | 0.488 | 0.4495 | 0.27 | 0 | 0 | 0 | 0 | F | T | F |  | 2019-06-01 | F | F
C__MMAGN005 | C__MMAGN005-AAA-ENE-171 | Orsted Power Sales (UK) Ltd | MAGNETIC | S |  | _M | Yorkshire Electricity | DEFAULT__M |  | C | -0.0010646 | 0 | 0 | 0.488 | 0.4495 | 0.27 | 0 | 0 | 0 | 0 | F | T | F |  | 2019-06-01 | F | F
C__MMRCY005 | C__MMRCY005-AAA-ENE-171 | Octopus Energy Limited | MERCURY | S |  | _M | Yorkshire Electricity | DEFAULT__M |  | C | -0.0010646 | 0 | 0 | 0.488 | 0.4495 | 0.27 | 0 | 0 | 0 | 0 | F | T | F |  | 2019-06-01 | F | F
C__MNATP005 | C__MNATP005-AAA-ENE-171 | Npower Limited | NPOWER01 | S |  | _M | Yorkshire Electricity | DEFAULT__M |  | C | -0.0010646 | 0 | 0 | 0.488 | 0.4495 | 0.27 | 0 | 0 | 0 | 0 | F | T | F |  | 2019-06-01 | F | F
C__MNEWP005 | C__MNEWP005-AAA-ENE-171 | Shell Energy Supply UK Ltd | NEWPORT | S |  | _M | Yorkshire Electricity | DEFAULT__M |  | C | -0.0010646 | 0 | 0 | 0.488 | 0.4495 | 0.27 | 0 | 0 | 0 | 0 | F | T | F |  | 2019-06-01 | F | F
C__MOSMI005 | C__MOSMI005-AAA-ENE-171 | BRISTOL NRG TEC&SERV(SUPP) LTD | OSMIUM | S |  | _M | Yorkshire Electricity | DEFAULT__M |  | C | -0.0010646 | 0 | 0 | 0.488 | 0.4495 | 0.27 | 0 | 0 | 0 | 0 | F | T | F |  | 2019-06-01 | F | F
C__MPGEN005 | C__MPGEN005-AAA-ENE-171 | E.ON UK plc | POWERGEN | S |  | _M | Yorkshire Electricity | DEFAULT__M |  | C | -0.0010646 | 0 | 0 | 0.488 | 0.4495 | 0.27 | 0 | 0 | 0 | 0 | F | T | F |  | 2019-06-01 | F | F
C__MPURE005 | C__MPURE005-AAA-ENE-171 | Good Energy Limited | PURE | S |  | _M | Yorkshire Electricity | DEFAULT__M |  | C | -0.0010646 | 0 | 0 | 0.488 | 0.4495 | 0.27 | 0 | 0 | 0 | 0 | F | T | F |  | 2019-06-01 | F | F
C__MRWED005 | C__MRWED005-AAA-ENE-171 | ENGIE Power Limited | RWETDL | S |  | _M | Yorkshire Electricity | DEFAULT__M |  | C | -0.0010646 | 0 | 0 | 0.488 | 0.4495 | 0.27 | 0 | 0 | 0 | 0 | F | T | F |  | 2019-06-01 | F | F
C__MSAPH005 | C__MSAPH005-AAA-ENE-171 | ElectroRoute Energy Limited | SAPHIR | S |  | _M | Yorkshire Electricity | DEFAULT__M |  | C | -0.0010646 | 0 | 0 | 0.488 | 0.4495 | 0.27 | 0 | 0 | 0 | 0 | F | T | F |  | 2019-06-01 | F | F
C__MSMAR005 | C__MSMAR005-AAA-ENE-171 | Smartestenergy Limited | SMARTEST | S |  | _M | Yorkshire Electricity | DEFAULT__M |  | C | -0.0010646 | 0 | 0 | 0.488 | 0.4495 | 0.27 | 0 | 0 | 0 | 0 | F | T | F |  | 2019-06-01 | F | F
C__MSOUT005 | C__MSOUT005-AAA-ENE-171 | SSE Electricity Limited | SWEL | S |  | _M | Yorkshire Electricity | DEFAULT__M |  | C | -0.0010646 | 0 | 0 | 0.488 | 0.4495 | 0.27 | 0 | 0 | 0 | 0 | F | T | F |  | 2019-06-01 | F | F
C__MSPOW005 | C__MSPOW005-AAA-ENE-171 | SP Energy Retail Ltd | SPSUP01 | S |  | _M | Yorkshire Electricity | DEFAULT__M |  | C | -0.0010646 | 0 | 0 | 0.488 | 0.4495 | 0.27 | 0 | 0 | 0 | 0 | F | T | F |  | 2019-06-01 | F | F
C__MSTAT005 | C__MSTAT005-AAA-ENE-171 | Statkraft Markets Gmbh | STATKRA1 | S |  | _M | Yorkshire Electricity | DEFAULT__M |  | C | -0.0010646 | 0 | 0 | 0.488 | 0.4495 | 0.27 | 0 | 0 | 0 | 0 | F | T | F |  | 2019-06-01 | F | F
C__MTGPL005 | C__MTGPL005-AAA-ENE-171 | Total Gas & Power Ltd | TFEGP | S |  | _M | Yorkshire Electricity | DEFAULT__M |  | C | -0.0010646 | 0 | 0 | 0.488 | 0.4495 | 0.27 | 0 | 0 | 0 | 0 | F | T | F |  | 2019-06-01 | F | F
C__MVETS005 | C__MVETS005-AAA-ENE-171 | Vattenfall Energy Trading | VTS | S |  | _M | Yorkshire Electricity | DEFAULT__M |  | C | -0.0010646 | 0 | -3.848 | 0.488 | 0.4495 | 0.27 | -1.878 | -1.73 | 0 | 0 | F | T | F |  | 2019-06-01 | F | F
C__MVOLT005 | C__MVOLT005-AAA-ENE-171 | Co-operative Energy Limited | VOLA | S |  | _M | Yorkshire Electricity | DEFAULT__M |  | C | -0.0010646 | 0 | 0 | 0.488 | 0.4495 | 0.27 | 0 | 0 | 0 | 0 | F | T | F |  | 2019-06-01 | F | F
C__NANGE013 | C__NANGE013-AAA-SOL-181 | Limejump Energy Limited | ANGEL | S |  | _N | SOUTH of SCOTLAND GSP | DEFAULT__N |  | C | -0.007489 | 0 | 0 | 0.4601 | 0.4447 | 0.27 | 0 | 0 | 0 | 0 | F | T | F |  | 2019-06-19 | F | F
C__NAXPO013 | C__NAXPO013-AAA-SOL-181 | AXPO UK LIMITED | EGLUK | S |  | _N | SOUTH of SCOTLAND GSP | DEFAULT__N |  | C | -0.007489 | 0 | 0 | 0.4601 | 0.4447 | 0.27 | 0 | 0 | 0 | 0 | F | T | F |  | 2019-06-19 | F | F
C__NCNDL013 | C__NCNDL013-AAA-SOL-181 | NEAS Energy Ltd. | CNDA | S |  | _N | SOUTH of SCOTLAND GSP | DEFAULT__N |  | C | -0.007489 | 0 | 0 | 0.4601 | 0.4447 | 0.27 | 0 | 0 | 0 | 0 | F | T | F |  | 2019-06-19 | F | F
C__NCOOP013 | C__NCOOP013-AAA-SOL-181 | I Supply Energy Limited | COOP | S |  | _N | SOUTH of SCOTLAND GSP | DEFAULT__N |  | C | -0.007489 | 0 | 0 | 0.4601 | 0.4447 | 0.27 | 0 | 0 | 0 | 0 | F | T | F |  | 2019-06-19 | F | F
C__NCOUL013 | C__NCOUL013-AAA-SOL-181 | Coulomb Energy Supply Limited | COULOMB | S |  | _N | SOUTH of SCOTLAND GSP | DEFAULT__N |  | C | -0.007489 | 0 | 0 | 0.4601 | 0.4447 | 0.27 | 0 | 0 | 0 | 0 | F | T | F |  | 2019-06-19 | F | F
C__NECOA013 | C__NECOA013-AAA-SOL-181 | British Gas Trading Ltd | BRITGAS | S |  | _N | SOUTH of SCOTLAND GSP | DEFAULT__N |  | C | -0.007489 | 0 | 0 | 0.4601 | 0.4447 | 0.27 | 0 | 0 | 0 | 0 | F | T | F |  | 2019-06-19 | F | F
C__NECOT013 | C__NECOT013-AAA-SOL-181 | The Renewable Energy Co Ltd | RENC | S |  | _N | SOUTH of SCOTLAND GSP | DEFAULT__N |  | C | -0.007489 | 0 | 0 | 0.4601 | 0.4447 | 0.27 | 0 | 0 | 0 | 0 | F | T | F |  | 2019-06-19 | F | F
C__NEMEB013 | C__NEMEB013-AAA-SOL-181 | E.ON Energy Solutions Limited | PGENERGY | S |  | _N | SOUTH of SCOTLAND GSP | DEFAULT__N |  | C | -0.007489 | 0 | 0 | 0.4601 | 0.4447 | 0.27 | 0 | 0 | 0 | 0 | F | T | F |  | 2019-06-19 | F | F
C__NENDC013 | C__NENDC013-AAA-SOL-181 | EPG Energy Limited | EPGNRG | S |  | _N | SOUTH of SCOTLAND GSP | DEFAULT__N |  | C | -0.007489 | 0 | 0 | 0.4601 | 0.4447 | 0.27 | 0 | 0 | 0 | 0 | F | T | F |  | 2019-06-19 | F | F
C__NENEC013 | C__NENEC013-AAA-SOL-181 | Eneco Energy Trade | ENECOUK | S |  | _N | SOUTH of SCOTLAND GSP | DEFAULT__N |  | C | -0.007489 | 0 | 0 | 0.4601 | 0.4447 | 0.27 | 0 | 0 | 0 | 0 | F | T | F |  | 2019-06-19 | F | F
C__NENRD013 | C__NENRD013-AAA-SOL-181 | British Gas Trading Ltd | BRITGAS | S |  | _N | SOUTH of SCOTLAND GSP | DEFAULT__N |  | C | -0.007489 | 0 | 0 | 0.4601 | 0.4447 | 0.27 | 0 | 0 | 0 | 0 | F | T | F |  | 2019-06-19 | F | F
C__NENRG013 | C__NENRG013-AAA-SOL-181 | Opus Energy Renewables Limited | EVENERGY | S |  | _N | SOUTH of SCOTLAND GSP | DEFAULT__N |  | C | -0.007489 | 0 | 0 | 0.4601 | 0.4447 | 0.27 | 0 | 0 | 0 | 0 | F | T | F |  | 2019-06-19 | F | F
C__NFSEN013 | C__NFSEN013-AAA-SOL-181 | F & S Energy Ltd | FSE0001 | S |  | _N | SOUTH of SCOTLAND GSP | DEFAULT__N |  | C | -0.007489 | 0 | 0 | 0.4601 | 0.4447 | 0.27 | 0 | 0 | 0 | 0 | F | T | F |  | 2019-06-19 | F | F
C__NGANY013 | C__NGANY013-AAA-SOL-181 | Solarplicity Supply Limited | GANYMEDE | S |  | _N | SOUTH of SCOTLAND GSP | DEFAULT__N |  | C | -0.007489 | 0 | 0 | 0.4601 | 0.4447 | 0.27 | 0 | 0 | 0 | 0 | F | T | F |  | 2019-06-19 | F | F
C__NGMTR013 | C__NGMTR013-AAA-SOL-181 | Gazprom M & T Retail Ltd | GMTR | S |  | _N | SOUTH of SCOTLAND GSP | DEFAULT__N |  | C | -0.007489 | 0 | 0 | 0.4601 | 0.4447 | 0.27 | 0 | 0 | 0 | 0 | F | T | F |  | 2019-06-19 | F | F
C__NGNRG013 | C__NGNRG013-AAA-SOL-181 | Green Energy (UK) Plc | GRNUKPLC | S |  | _N | SOUTH of SCOTLAND GSP | DEFAULT__N |  | C | -0.007489 | 0 | 0 | 0.4601 | 0.4447 | 0.27 | 0 | 0 | 0 | 0 | F | T | F |  | 2019-06-19 | F | F
C__NHAVE013 | C__NHAVE013-AAA-SOL-181 | Haven Power Ltd | HAVEN | S |  | _N | SOUTH of SCOTLAND GSP | DEFAULT__N |  | C | -0.007489 | 0 | 0 | 0.4601 | 0.4447 | 0.27 | 0 | 0 | 0 | 0 | F | T | F |  | 2019-06-19 | F | F
C__NHPOW013 | C__NHPOW013-AAA-SOL-181 | Haven Power Ltd | HAVEN | S |  | _N | SOUTH of SCOTLAND GSP | DEFAULT__N |  | C | -0.007489 | 0 | 0 | 0.4601 | 0.4447 | 0.27 | 0 | 0 | 0 | 0 | F | T | F |  | 2019-06-19 | F | F
C__NHUDS013 | C__NHUDS013-AAA-SOL-181 | Hudson Energy Supply UK Ltd | AMPERE | S |  | _N | SOUTH of SCOTLAND GSP | DEFAULT__N |  | C | -0.007489 | 0 | 0 | 0.4601 | 0.4447 | 0.27 | 0 | 0 | 0 | 0 | F | T | F |  | 2019-06-19 | F | F
C__NHYDE013 | C__NHYDE013-AAA-SOL-181 | SSE Electricity Limited | SWEL | S |  | _N | SOUTH of SCOTLAND GSP | DEFAULT__N |  | C | -0.007489 | 0 | 0 | 0.4601 | 0.4447 | 0.27 | 0 | 0 | 0 | 0 | F | T | F |  | 2019-06-19 | F | F
C__NIMPO013 | C__NIMPO013-AAA-SOL-181 | SSE Energy Supply Limited | SSE | S |  | _N | SOUTH of SCOTLAND GSP | DEFAULT__N |  | C | -0.007489 | 0 | 0 | 0.4601 | 0.4447 | 0.27 | 0 | 0 | 0 | 0 | F | T | F |  | 2019-06-19 | F | F
C__NLIGH013 | C__NLIGH013-AAA-SOL-181 | MVV Environment Services Ltd | LIGHTNIN | S |  | _N | SOUTH of SCOTLAND GSP | DEFAULT__N |  | C | -0.007489 | 0 | 0 | 0.4601 | 0.4447 | 0.27 | 0 | 0 | 0 | 0 | F | T | F |  | 2019-06-19 | F | F
C__NLOND013 | C__NLOND013-AAA-SOL-181 | EDF Energy Customers Ltd | LENCO | S |  | _N | SOUTH of SCOTLAND GSP | DEFAULT__N |  | C | -0.007489 | 0 | 0 | 0.4601 | 0.4447 | 0.27 | 0 | 0 | 0 | 0 | F | T | F |  | 2019-06-19 | F | F
C__NMAGN006 | C__NMAGN006-AAA-BAN-189 | Orsted Power Sales (UK) Ltd | MAGNETIC | S |  | _N | SOUTH of SCOTLAND GSP | DEFAULT__N |  | C | -0.007489 | 0 | 0 | 0.4601 | 0.4447 | 0.27 | 0 | 0 | 0 | 0 | F | T | F |  | 2019-06-01 | F | F
C__NMAGN007 | C__NMAGN007-AAA-BAN-192 | Orsted Power Sales (UK) Ltd | MAGNETIC | S |  | _N | SOUTH of SCOTLAND GSP | DEFAULT__N |  | C | -0.007489 | 0 | 0 | 0.4601 | 0.4447 | 0.27 | 0 | 0 | 0 | 0 | F | T | F |  | 2019-06-01 | F | F
C__NMAGN013 | C__NMAGN013-AAA-SOL-181 | Orsted Power Sales (UK) Ltd | MAGNETIC | S |  | _N | SOUTH of SCOTLAND GSP | DEFAULT__N |  | C | -0.007489 | 0 | 0 | 0.4601 | 0.4447 | 0.27 | 0 | 0 | 0 | 0 | F | T | F |  | 2019-06-19 | F | F
C__NNATP013 | C__NNATP013-AAA-SOL-181 | Npower Limited | NPOWER01 | S |  | _N | SOUTH of SCOTLAND GSP | DEFAULT__N |  | C | -0.007489 | 0 | 0 | 0.4601 | 0.4447 | 0.27 | 0 | 0 | 0 | 0 | F | T | F |  | 2019-06-19 | F | F
C__NNEWP013 | C__NNEWP013-AAA-SOL-181 | Shell Energy Supply UK Ltd | NEWPORT | S |  | _N | SOUTH of SCOTLAND GSP | DEFAULT__N |  | C | -0.007489 | 0 | 0 | 0.4601 | 0.4447 | 0.27 | 0 | 0 | 0 | 0 | F | T | F |  | 2019-06-19 | F | F
C__NOSMI013 | C__NOSMI013-AAA-SOL-181 | BRISTOL NRG TEC&SERV(SUPP) LTD | OSMIUM | S |  | _N | SOUTH of SCOTLAND GSP | DEFAULT__N |  | C | -0.007489 | 0 | 0 | 0.4601 | 0.4447 | 0.27 | 0 | 0 | 0 | 0 | F | T | F |  | 2019-06-19 | F | F
C__NPGEN013 | C__NPGEN013-AAA-SOL-181 | E.ON UK plc | POWERGEN | S |  | _N | SOUTH of SCOTLAND GSP | DEFAULT__N |  | C | -0.007489 | 0 | 0 | 0.4601 | 0.4447 | 0.27 | 0 | 0 | 0 | 0 | F | T | F |  | 2019-06-19 | F | F
C__NPURE013 | C__NPURE013-AAA-SOL-181 | Good Energy Limited | PURE | S |  | _N | SOUTH of SCOTLAND GSP | DEFAULT__N |  | C | -0.007489 | 0 | 0 | 0.4601 | 0.4447 | 0.27 | 0 | 0 | 0 | 0 | F | T | F |  | 2019-06-19 | F | F
C__NRHOD013 | C__NRHOD013-AAA-SOL-181 | Utilita Energy Limited | UTILITA | S |  | _N | SOUTH of SCOTLAND GSP | DEFAULT__N |  | C | -0.007489 | 0 | 0 | 0.4601 | 0.4447 | 0.27 | 0 | 0 | 0 | 0 | F | T | F |  | 2019-06-19 | F | F
C__NRWED013 | C__NRWED013-AAA-SOL-181 | ENGIE Power Limited | RWETDL | S |  | _N | SOUTH of SCOTLAND GSP | DEFAULT__N |  | C | -0.007489 | 0 | 0 | 0.4601 | 0.4447 | 0.27 | 0 | 0 | 0 | 0 | F | T | F |  | 2019-06-19 | F | F
C__NSAPH013 | C__NSAPH013-AAA-SOL-181 | ElectroRoute Energy Limited | SAPHIR | S |  | _N | SOUTH of SCOTLAND GSP | DEFAULT__N |  | C | -0.007489 | 0 | 0 | 0.4601 | 0.4447 | 0.27 | 0 | 0 | 0 | 0 | F | T | F |  | 2019-06-19 | F | F
C__NSMAR013 | C__NSMAR013-AAA-SOL-181 | Smartestenergy Limited | SMARTEST | S |  | _N | SOUTH of SCOTLAND GSP | DEFAULT__N |  | C | -0.007489 | 0 | 0 | 0.4601 | 0.4447 | 0.27 | 0 | 0 | 0 | 0 | F | T | F |  | 2019-06-19 | F | F
C__NSOUT013 | C__NSOUT013-AAA-SOL-181 | SSE Electricity Limited | SWEL | S |  | _N | SOUTH of SCOTLAND GSP | DEFAULT__N |  | C | -0.007489 | 0 | 0 | 0.4601 | 0.4447 | 0.27 | 0 | 0 | 0 | 0 | F | T | F |  | 2019-06-19 | F | F
C__NSPOW013 | C__NSPOW013-AAA-SOL-181 | SP Energy Retail Ltd | SPSUP01 | S |  | _N | SOUTH of SCOTLAND GSP | DEFAULT__N |  | C | -0.007489 | 0 | 0 | 0.4601 | 0.4447 | 0.27 | 0 | 0 | 0 | 0 | F | T | F |  | 2019-06-19 | F | F
C__NSTAT013 | C__NSTAT013-AAA-SOL-181 | Statkraft Markets Gmbh | STATKRA1 | S |  | _N | SOUTH of SCOTLAND GSP | DEFAULT__N |  | C | -0.007489 | 0 | 0 | 0.4601 | 0.4447 | 0.27 | 0 | 0 | 0 | 0 | F | T | F |  | 2019-06-19 | F | F
C__NVETS013 | C__NVETS013-AAA-SOL-181 | Vattenfall Energy Trading | VTS | S |  | _N | SOUTH of SCOTLAND GSP | DEFAULT__N |  | C | -0.007489 | 0 | 0 | 0.4601 | 0.4447 | 0.27 | 0 | 0 | 0 | 0 | F | T | F |  | 2019-06-19 | F | F
C__NVOLT013 | C__NVOLT013-AAA-SOL-181 | Co-operative Energy Limited | VOLA | S |  | _N | SOUTH of SCOTLAND GSP | DEFAULT__N |  | C | -0.007489 | 0 | 0 | 0.4601 | 0.4447 | 0.27 | 0 | 0 | 0 | 0 | F | T | F |  | 2019-06-19 | F | F
C__PANGE008 | C__PANGE008-AAA-COI-196 | Limejump Energy Limited | ANGEL | S |  | _P | NORTH of SCOTLAND GSP | DEFAULT__P |  | C | -0.018832 | 0 | 0 | 0.4319 | 0.4193 | 0.27 | 0 | 0 | 0 | 0 | F | T | F |  | 2019-06-01 | F | F
C__PANGE011 | C__PANGE011-AAA-NAN-184 | Limejump Energy Limited | ANGEL | S |  | _P | NORTH of SCOTLAND GSP | DEFAULT__P |  | C | -0.018832 | 0 | 0 | 0.4319 | 0.4193 | 0.27 | 0 | 0 | 0 | 0 | F | T | F |  | 2019-06-01 | F | F
C__PAXPO008 | C__PAXPO008-AAA-COI-196 | AXPO UK LIMITED | EGLUK | S |  | _P | NORTH of SCOTLAND GSP | DEFAULT__P |  | C | -0.018832 | 0 | 0 | 0.4319 | 0.4193 | 0.27 | 0 | 0 | 0 | 0 | F | T | F |  | 2019-06-01 | F | F
C__PAXPO011 | C__PAXPO011-AAA-NAN-184 | AXPO UK LIMITED | EGLUK | S |  | _P | NORTH of SCOTLAND GSP | DEFAULT__P |  | C | -0.018832 | 0 | 0 | 0.4319 | 0.4193 | 0.27 | 0 | 0 | 0 | 0 | F | T | F |  | 2019-06-01 | F | F
C__PCNDL008 | C__PCNDL008-AAA-COI-196 | NEAS Energy Ltd. | CNDA | S |  | _P | NORTH of SCOTLAND GSP | DEFAULT__P |  | C | -0.018832 | 0 | 0 | 0.4319 | 0.4193 | 0.27 | 0 | 0 | 0 | 0 | F | T | F |  | 2019-06-01 | F | F
C__PCNDL011 | C__PCNDL011-AAA-NAN-184 | NEAS Energy Ltd. | CNDA | S |  | _P | NORTH of SCOTLAND GSP | DEFAULT__P |  | C | -0.018832 | 0 | 0 | 0.4319 | 0.4193 | 0.27 | 0 | 0 | 0 | 0 | F | T | F |  | 2019-06-01 | F | F
C__PCNRG008 | C__PCNRG008-AAA-COI-196 | Opus Energy (Corporate) Ltd | CHENERGY | S |  | _P | NORTH of SCOTLAND GSP | DEFAULT__P |  | C | -0.018832 | 0 | 0 | 0.4319 | 0.4193 | 0.27 | 0 | 0 | 0 | 0 | F | T | F |  | 2019-06-01 | F | F
C__PCNRG011 | C__PCNRG011-AAA-NAN-184 | Opus Energy (Corporate) Ltd | CHENERGY | S |  | _P | NORTH of SCOTLAND GSP | DEFAULT__P |  | C | -0.018832 | 0 | 0 | 0.4319 | 0.4193 | 0.27 | 0 | 0 | 0 | 0 | F | T | F |  | 2019-06-01 | F | F
C__PCOOP008 | C__PCOOP008-AAA-COI-196 | I Supply Energy Limited | COOP | S |  | _P | NORTH of SCOTLAND GSP | DEFAULT__P |  | C | -0.018832 | 0 | 0 | 0.4319 | 0.4193 | 0.27 | 0 | 0 | 0 | 0 | F | T | F |  | 2019-06-01 | F | F
C__PCOOP011 | C__PCOOP011-AAA-NAN-184 | I Supply Energy Limited | COOP | S |  | _P | NORTH of SCOTLAND GSP | DEFAULT__P |  | C | -0.018832 | 0 | 0 | 0.4319 | 0.4193 | 0.27 | 0 | 0 | 0 | 0 | F | T | F |  | 2019-06-01 | F | F
C__PCOUL008 | C__PCOUL008-AAA-COI-196 | Coulomb Energy Supply Limited | COULOMB | S |  | _P | NORTH of SCOTLAND GSP | DEFAULT__P |  | C | -0.018832 | 0 | 0 | 0.4319 | 0.4193 | 0.27 | 0 | 0 | 0 | 0 | F | T | F |  | 2019-06-01 | F | F
C__PCOUL011 | C__PCOUL011-AAA-NAN-184 | Coulomb Energy Supply Limited | COULOMB | S |  | _P | NORTH of SCOTLAND GSP | DEFAULT__P |  | C | -0.018832 | 0 | 0 | 0.4319 | 0.4193 | 0.27 | 0 | 0 | 0 | 0 | F | T | F |  | 2019-06-01 | F | F
C__PECOT008 | C__PECOT008-AAA-COI-196 | The Renewable Energy Co Ltd | RENC | S |  | _P | NORTH of SCOTLAND GSP | DEFAULT__P |  | C | -0.018832 | 0 | 0 | 0.4319 | 0.4193 | 0.27 | 0 | 0 | 0 | 0 | F | T | F |  | 2019-06-01 | F | F
C__PECOT011 | C__PECOT011-AAA-NAN-184 | The Renewable Energy Co Ltd | RENC | S |  | _P | NORTH of SCOTLAND GSP | DEFAULT__P |  | C | -0.018832 | 0 | 0 | 0.4319 | 0.4193 | 0.27 | 0 | 0 | 0 | 0 | F | T | F |  | 2019-06-01 | F | F
C__PEMEB008 | C__PEMEB008-AAA-COI-196 | E.ON Energy Solutions Limited | PGENERGY | S |  | _P | NORTH of SCOTLAND GSP | DEFAULT__P |  | C | -0.018832 | 0 | 0 | 0.4319 | 0.4193 | 0.27 | 0 | 0 | 0 | 0 | F | T | F |  | 2019-06-01 | F | F
C__PEMEB011 | C__PEMEB011-AAA-NAN-184 | E.ON Energy Solutions Limited | PGENERGY | S |  | _P | NORTH of SCOTLAND GSP | DEFAULT__P |  | C | -0.018832 | 0 | 0 | 0.4319 | 0.4193 | 0.27 | 0 | 0 | 0 | 0 | F | T | F |  | 2019-06-01 | F | F
C__PENDC008 | C__PENDC008-AAA-COI-196 | EPG Energy Limited | EPGNRG | S |  | _P | NORTH of SCOTLAND GSP | DEFAULT__P |  | C | -0.018832 | 0 | 0 | 0.4319 | 0.4193 | 0.27 | 0 | 0 | 0 | 0 | F | T | F |  | 2019-06-01 | F | F
C__PENDC011 | C__PENDC011-AAA-NAN-184 | EPG Energy Limited | EPGNRG | S |  | _P | NORTH of SCOTLAND GSP | DEFAULT__P |  | C | -0.018832 | 0 | 0 | 0.4319 | 0.4193 | 0.27 | 0 | 0 | 0 | 0 | F | T | F |  | 2019-06-01 | F | F
C__PENEC008 | C__PENEC008-AAA-COI-196 | Eneco Energy Trade | ENECOUK | S |  | _P | NORTH of SCOTLAND GSP | DEFAULT__P |  | C | -0.018832 | 0 | 0 | 0.4319 | 0.4193 | 0.27 | 0 | 0 | 0 | 0 | F | T | F |  | 2019-06-01 | F | F
C__PENEC011 | C__PENEC011-AAA-NAN-184 | Eneco Energy Trade | ENECOUK | S |  | _P | NORTH of SCOTLAND GSP | DEFAULT__P |  | C | -0.018832 | 0 | 0 | 0.4319 | 0.4193 | 0.27 | 0 | 0 | 0 | 0 | F | T | F |  | 2019-06-01 | F | F
C__PENRD008 | C__PENRD008-AAA-COI-196 | British Gas Trading Ltd | BRITGAS | S |  | _P | NORTH of SCOTLAND GSP | DEFAULT__P |  | C | -0.018832 | 0 | 0 | 0.4319 | 0.4193 | 0.27 | 0 | 0 | 0 | 0 | F | T | F |  | 2019-06-01 | F | F
C__PENRD011 | C__PENRD011-AAA-NAN-184 | British Gas Trading Ltd | BRITGAS | S |  | _P | NORTH of SCOTLAND GSP | DEFAULT__P |  | C | -0.018832 | 0 | 0 | 0.4319 | 0.4193 | 0.27 | 0 | 0 | 0 | 0 | F | T | F |  | 2019-06-01 | F | F
C__PENRG008 | C__PENRG008-AAA-COI-196 | Opus Energy Renewables Limited | EVENERGY | S |  | _P | NORTH of SCOTLAND GSP | DEFAULT__P |  | C | -0.018832 | 0 | 0 | 0.4319 | 0.4193 | 0.27 | 0 | 0 | 0 | 0 | F | T | F |  | 2019-06-01 | F | F
C__PENRG011 | C__PENRG011-AAA-NAN-184 | Opus Energy Renewables Limited | EVENERGY | S |  | _P | NORTH of SCOTLAND GSP | DEFAULT__P |  | C | -0.018832 | 0 | 0 | 0.4319 | 0.4193 | 0.27 | 0 | 0 | 0 | 0 | F | T | F |  | 2019-06-01 | F | F
C__PFSEN008 | C__PFSEN008-AAA-COI-196 | F & S Energy Ltd | FSE0001 | S |  | _P | NORTH of SCOTLAND GSP | DEFAULT__P |  | C | -0.018832 | 0 | 0 | 0.4319 | 0.4193 | 0.27 | 0 | 0 | 0 | 0 | F | T | F |  | 2019-06-01 | F | F
C__PFSEN011 | C__PFSEN011-AAA-NAN-184 | F & S Energy Ltd | FSE0001 | S |  | _P | NORTH of SCOTLAND GSP | DEFAULT__P |  | C | -0.018832 | 0 | 0 | 0.4319 | 0.4193 | 0.27 | 0 | 0 | 0 | 0 | F | T | F |  | 2019-06-01 | F | F
C__PGANY008 | C__PGANY008-AAA-COI-196 | Solarplicity Supply Limited | GANYMEDE | S |  | _P | NORTH of SCOTLAND GSP | DEFAULT__P |  | C | -0.018832 | 0 | 0 | 0.4319 | 0.4193 | 0.27 | 0 | 0 | 0 | 0 | F | T | F |  | 2019-06-01 | F | F
C__PGANY011 | C__PGANY011-AAA-NAN-184 | Solarplicity Supply Limited | GANYMEDE | S |  | _P | NORTH of SCOTLAND GSP | DEFAULT__P |  | C | -0.018832 | 0 | 0 | 0.4319 | 0.4193 | 0.27 | 0 | 0 | 0 | 0 | F | T | F |  | 2019-06-01 | F | F
C__PGMTR008 | C__PGMTR008-AAA-COI-196 | Gazprom M & T Retail Ltd | GMTR | S |  | _P | NORTH of SCOTLAND GSP | DEFAULT__P |  | C | -0.018832 | 0 | 0 | 0.4319 | 0.4193 | 0.27 | 0 | 0 | 0 | 0 | F | T | F |  | 2019-06-01 | F | F
C__PGMTR011 | C__PGMTR011-AAA-NAN-184 | Gazprom M & T Retail Ltd | GMTR | S |  | _P | NORTH of SCOTLAND GSP | DEFAULT__P |  | C | -0.018832 | 0 | 0 | 0.4319 | 0.4193 | 0.27 | 0 | 0 | 0 | 0 | F | T | F |  | 2019-06-01 | F | F
C__PGNRG008 | C__PGNRG008-AAA-COI-196 | Green Energy (UK) Plc | GRNUKPLC | S |  | _P | NORTH of SCOTLAND GSP | DEFAULT__P |  | C | -0.018832 | 0 | 0 | 0.4319 | 0.4193 | 0.27 | 0 | 0 | 0 | 0 | F | T | F |  | 2019-06-01 | F | F
C__PGNRG011 | C__PGNRG011-AAA-NAN-184 | Green Energy (UK) Plc | GRNUKPLC | S |  | _P | NORTH of SCOTLAND GSP | DEFAULT__P |  | C | -0.018832 | 0 | 0 | 0.4319 | 0.4193 | 0.27 | 0 | 0 | 0 | 0 | F | T | F |  | 2019-06-01 | F | F
C__PHAVE008 | C__PHAVE008-AAA-COI-196 | Haven Power Ltd | HAVEN | S |  | _P | NORTH of SCOTLAND GSP | DEFAULT__P |  | C | -0.018832 | 0 | 0 | 0.4319 | 0.4193 | 0.27 | 0 | 0 | 0 | 0 | F | T | F |  | 2019-06-01 | F | F
C__PHAVE011 | C__PHAVE011-AAA-NAN-184 | Haven Power Ltd | HAVEN | S |  | _P | NORTH of SCOTLAND GSP | DEFAULT__P |  | C | -0.018832 | 0 | 0 | 0.4319 | 0.4193 | 0.27 | 0 | 0 | 0 | 0 | F | T | F |  | 2019-06-01 | F | F
C__PHPOW008 | C__PHPOW008-AAA-COI-196 | Haven Power Ltd | HAVEN | S |  | _P | NORTH of SCOTLAND GSP | DEFAULT__P |  | C | -0.018832 | 0 | 0 | 0.4319 | 0.4193 | 0.27 | 0 | 0 | 0 | 0 | F | T | F |  | 2019-06-01 | F | F
C__PHPOW011 | C__PHPOW011-AAA-NAN-184 | Haven Power Ltd | HAVEN | S |  | _P | NORTH of SCOTLAND GSP | DEFAULT__P |  | C | -0.018832 | 0 | 0 | 0.4319 | 0.4193 | 0.27 | 0 | 0 | 0 | 0 | F | T | F |  | 2019-06-01 | F | F
C__PHYDE008 | C__PHYDE008-AAA-COI-196 | SSE Electricity Limited | SWEL | S |  | _P | NORTH of SCOTLAND GSP | DEFAULT__P |  | C | -0.018832 | 0 | 0 | 0.4319 | 0.4193 | 0.27 | 0 | 0 | 0 | 0 | F | T | F |  | 2019-06-01 | F | F
C__PHYDE011 | C__PHYDE011-AAA-NAN-184 | SSE Electricity Limited | SWEL | S |  | _P | NORTH of SCOTLAND GSP | DEFAULT__P |  | C | -0.018832 | 0 | 0 | 0.4319 | 0.4193 | 0.27 | 0 | 0 | 0 | 0 | F | T | F |  | 2019-06-01 | F | F
C__PIMPO008 | C__PIMPO008-AAA-COI-196 | SSE Energy Supply Limited | SSE | S |  | _P | NORTH of SCOTLAND GSP | DEFAULT__P |  | C | -0.018832 | 0 | 0 | 0.4319 | 0.4193 | 0.27 | 0 | 0 | 0 | 0 | F | T | F |  | 2019-06-01 | F | F
C__PIMPO011 | C__PIMPO011-AAA-NAN-184 | SSE Energy Supply Limited | SSE | S |  | _P | NORTH of SCOTLAND GSP | DEFAULT__P |  | C | -0.018832 | 0 | 0 | 0.4319 | 0.4193 | 0.27 | 0 | 0 | 0 | 0 | F | T | F |  | 2019-06-01 | F | F
C__PLIGH008 | C__PLIGH008-AAA-COI-196 | MVV Environment Services Ltd | LIGHTNIN | S |  | _P | NORTH of SCOTLAND GSP | DEFAULT__P |  | C | -0.018832 | 0 | 0 | 0.4319 | 0.4193 | 0.27 | 0 | 0 | 0 | 0 | F | T | F |  | 2019-06-01 | F | F
C__PLIGH011 | C__PLIGH011-AAA-NAN-184 | MVV Environment Services Ltd | LIGHTNIN | S |  | _P | NORTH of SCOTLAND GSP | DEFAULT__P |  | C | -0.018832 | 0 | 0 | 0.4319 | 0.4193 | 0.27 | 0 | 0 | 0 | 0 | F | T | F |  | 2019-06-01 | F | F
C__PLOND008 | C__PLOND008-AAA-COI-196 | EDF Energy Customers Ltd | LENCO | S |  | _P | NORTH of SCOTLAND GSP | DEFAULT__P |  | C | -0.018832 | 0 | 0 | 0.4319 | 0.4193 | 0.27 | 0 | 0 | 0 | 0 | F | T | F |  | 2019-06-01 | F | F
C__PLOND011 | C__PLOND011-AAA-NAN-184 | EDF Energy Customers Ltd | LENCO | S |  | _P | NORTH of SCOTLAND GSP | DEFAULT__P |  | C | -0.018832 | 0 | 0 | 0.4319 | 0.4193 | 0.27 | 0 | 0 | 0 | 0 | F | T | F |  | 2019-06-01 | F | F
C__PMARB008 | C__PMARB008-AAA-COI-196 | Marble Power Limited | MARBLE | S |  | _P | NORTH of SCOTLAND GSP | DEFAULT__P |  | C | -0.018832 | 0 | 0 | 0.4319 | 0.4193 | 0.27 | 0 | 0 | 0 | 0 | F | T | F |  | 2019-06-01 | F | F
C__PMARB011 | C__PMARB011-AAA-NAN-184 | Marble Power Limited | MARBLE | S |  | _P | NORTH of SCOTLAND GSP | DEFAULT__P |  | C | -0.018832 | 0 | 0 | 0.4319 | 0.4193 | 0.27 | 0 | 0 | 0 | 0 | F | T | F |  | 2019-06-01 | F | F
C__PNATP008 | C__PNATP008-AAA-COI-196 | Npower Limited | NPOWER01 | S |  | _P | NORTH of SCOTLAND GSP | DEFAULT__P |  | C | -0.018832 | 0 | 0 | 0.4319 | 0.4193 | 0.27 | 0 | 0 | 0 | 0 | F | T | F |  | 2019-06-01 | F | F
C__PNATP011 | C__PNATP011-AAA-NAN-184 | Npower Limited | NPOWER01 | S |  | _P | NORTH of SCOTLAND GSP | DEFAULT__P |  | C | -0.018832 | 0 | 0 | 0.4319 | 0.4193 | 0.27 | 0 | 0 | 0 | 0 | F | T | F |  | 2019-06-01 | F | F
C__PNEWP008 | C__PNEWP008-AAA-COI-196 | Shell Energy Supply UK Ltd | NEWPORT | S |  | _P | NORTH of SCOTLAND GSP | DEFAULT__P |  | C | -0.018832 | 0 | 0 | 0.4319 | 0.4193 | 0.27 | 0 | 0 | 0 | 0 | F | T | F |  | 2019-06-01 | F | F
C__PNEWP011 | C__PNEWP011-AAA-NAN-184 | Shell Energy Supply UK Ltd | NEWPORT | S |  | _P | NORTH of SCOTLAND GSP | DEFAULT__P |  | C | -0.018832 | 0 | 0 | 0.4319 | 0.4193 | 0.27 | 0 | 0 | 0 | 0 | F | T | F |  | 2019-06-01 | F | F
C__POSMI008 | C__POSMI008-AAA-COI-196 | BRISTOL NRG TEC&SERV(SUPP) LTD | OSMIUM | S |  | _P | NORTH of SCOTLAND GSP | DEFAULT__P |  | C | -0.018832 | 0 | 0 | 0.4319 | 0.4193 | 0.27 | 0 | 0 | 0 | 0 | F | T | F |  | 2019-06-01 | F | F
C__POSMI011 | C__POSMI011-AAA-NAN-184 | BRISTOL NRG TEC&SERV(SUPP) LTD | OSMIUM | S |  | _P | NORTH of SCOTLAND GSP | DEFAULT__P |  | C | -0.018832 | 0 | 0 | 0.4319 | 0.4193 | 0.27 | 0 | 0 | 0 | 0 | F | T | F |  | 2019-06-01 | F | F
C__POXPO008 | C__POXPO008-AAA-COI-196 | Opus Energy Limited | OXFPOWER | S |  | _P | NORTH of SCOTLAND GSP | DEFAULT__P |  | C | -0.018832 | 0 | 0 | 0.4319 | 0.4193 | 0.27 | 0 | 0 | 0 | 0 | F | T | F |  | 2019-06-01 | F | F
C__POXPO011 | C__POXPO011-AAA-NAN-184 | Opus Energy Limited | OXFPOWER | S |  | _P | NORTH of SCOTLAND GSP | DEFAULT__P |  | C | -0.018832 | 0 | 0 | 0.4319 | 0.4193 | 0.27 | 0 | 0 | 0 | 0 | F | T | F |  | 2019-06-01 | F | F
C__PPGEN008 | C__PPGEN008-AAA-COI-196 | E.ON UK plc | POWERGEN | S |  | _P | NORTH of SCOTLAND GSP | DEFAULT__P |  | C | -0.018832 | 0 | 0 | 0.4319 | 0.4193 | 0.27 | 0 | 0 | 0 | 0 | F | T | F |  | 2019-06-01 | F | F
C__PPGEN011 | C__PPGEN011-AAA-NAN-184 | E.ON UK plc | POWERGEN | S |  | _P | NORTH of SCOTLAND GSP | DEFAULT__P |  | C | -0.018832 | 0 | 0 | 0.4319 | 0.4193 | 0.27 | 0 | 0 | 0 | 0 | F | T | F |  | 2019-06-01 | F | F
C__PPURE008 | C__PPURE008-AAA-COI-196 | Good Energy Limited | PURE | S |  | _P | NORTH of SCOTLAND GSP | DEFAULT__P |  | C | -0.018832 | 0 | 0 | 0.4319 | 0.4193 | 0.27 | 0 | 0 | 0 | 0 | F | T | F |  | 2019-06-01 | F | F
C__PPURE011 | C__PPURE011-AAA-NAN-184 | Good Energy Limited | PURE | S |  | _P | NORTH of SCOTLAND GSP | DEFAULT__P |  | C | -0.018832 | 0 | 0 | 0.4319 | 0.4193 | 0.27 | 0 | 0 | 0 | 0 | F | T | F |  | 2019-06-01 | F | F
C__PREGE008 | C__PREGE008-AAA-COI-196 | Bulb Energy | REGENT | S |  | _P | NORTH of SCOTLAND GSP | DEFAULT__P |  | C | -0.018832 | 0 | 0 | 0.4319 | 0.4193 | 0.27 | 0 | 0 | 0 | 0 | F | T | F |  | 2019-06-01 | F | F
C__PREGE011 | C__PREGE011-AAA-NAN-184 | Bulb Energy | REGENT | S |  | _P | NORTH of SCOTLAND GSP | DEFAULT__P |  | C | -0.018832 | 0 | 0 | 0.4319 | 0.4193 | 0.27 | 0 | 0 | 0 | 0 | F | T | F |  | 2019-06-01 | F | F
C__PRHOD008 | C__PRHOD008-AAA-COI-196 | Utilita Energy Limited | UTILITA | S |  | _P | NORTH of SCOTLAND GSP | DEFAULT__P |  | C | -0.018832 | 0 | 0 | 0.4319 | 0.4193 | 0.27 | 0 | 0 | 0 | 0 | F | T | F |  | 2019-06-01 | F | F
C__PRHOD011 | C__PRHOD011-AAA-NAN-184 | Utilita Energy Limited | UTILITA | S |  | _P | NORTH of SCOTLAND GSP | DEFAULT__P |  | C | -0.018832 | 0 | 0 | 0.4319 | 0.4193 | 0.27 | 0 | 0 | 0 | 0 | F | T | F |  | 2019-06-01 | F | F
C__PRWED008 | C__PRWED008-AAA-COI-196 | ENGIE Power Limited | RWETDL | S |  | _P | NORTH of SCOTLAND GSP | DEFAULT__P |  | C | -0.018832 | 0 | 0 | 0.4319 | 0.4193 | 0.27 | 0 | 0 | 0 | 0 | F | T | F |  | 2019-06-01 | F | F
C__PRWED011 | C__PRWED011-AAA-NAN-184 | ENGIE Power Limited | RWETDL | S |  | _P | NORTH of SCOTLAND GSP | DEFAULT__P |  | C | -0.018832 | 0 | 0 | 0.4319 | 0.4193 | 0.27 | 0 | 0 | 0 | 0 | F | T | F |  | 2019-06-01 | F | F
C__PSAPH008 | C__PSAPH008-AAA-COI-196 | ElectroRoute Energy Limited | SAPHIR | S |  | _P | NORTH of SCOTLAND GSP | DEFAULT__P |  | C | -0.018832 | 0 | 0 | 0.4319 | 0.4193 | 0.27 | 0 | 0 | 0 | 0 | F | T | F |  | 2019-06-01 | F | F
C__PSAPH011 | C__PSAPH011-AAA-NAN-184 | ElectroRoute Energy Limited | SAPHIR | S |  | _P | NORTH of SCOTLAND GSP | DEFAULT__P |  | C | -0.018832 | 0 | 0 | 0.4319 | 0.4193 | 0.27 | 0 | 0 | 0 | 0 | F | T | F |  | 2019-06-01 | F | F
C__PSMAR001 | C__PSMAR001-AAA-ACH-183 | Smartestenergy Limited | SMARTEST | S | ACHLW-1 | _P | NORTH of SCOTLAND GSP | DEFAULT__P |  | C | -0.018832 | 10.069 | 0 | 0.4319 | 0.4193 | 0.27 | 0 | 0 | 2.719 | 2.719 | F | T | T |  | 2019-06-01 | F | F
C__PSMAR008 | C__PSMAR008-AAA-COI-196 | Smartestenergy Limited | SMARTEST | S |  | _P | NORTH of SCOTLAND GSP | DEFAULT__P |  | C | -0.018832 | 0 | 0 | 0.4319 | 0.4193 | 0.27 | 0 | 0 | 0 | 0 | F | T | F |  | 2019-06-01 | F | F
C__PSMAR011 | C__PSMAR011-AAA-NAN-184 | Smartestenergy Limited | SMARTEST | S |  | _P | NORTH of SCOTLAND GSP | DEFAULT__P |  | C | -0.018832 | 0 | 0 | 0.4319 | 0.4193 | 0.27 | 0 | 0 | 0 | 0 | F | T | F |  | 2019-06-01 | F | F
C__PSOUT008 | C__PSOUT008-AAA-COI-196 | SSE Electricity Limited | SWEL | S |  | _P | NORTH of SCOTLAND GSP | DEFAULT__P |  | C | -0.018832 | 0 | 0 | 0.4319 | 0.4193 | 0.27 | 0 | 0 | 0 | 0 | F | T | F |  | 2019-06-01 | F | F
C__PSOUT011 | C__PSOUT011-AAA-NAN-184 | SSE Electricity Limited | SWEL | S |  | _P | NORTH of SCOTLAND GSP | DEFAULT__P |  | C | -0.018832 | 0 | 0 | 0.4319 | 0.4193 | 0.27 | 0 | 0 | 0 | 0 | F | T | F |  | 2019-06-01 | F | F
C__PSPOW008 | C__PSPOW008-AAA-COI-196 | SP Energy Retail Ltd | SPSUP01 | S |  | _P | NORTH of SCOTLAND GSP | DEFAULT__P |  | C | -0.018832 | 0 | 0 | 0.4319 | 0.4193 | 0.27 | 0 | 0 | 0 | 0 | F | T | F |  | 2019-06-01 | F | F
C__PSPOW011 | C__PSPOW011-AAA-NAN-184 | SP Energy Retail Ltd | SPSUP01 | S |  | _P | NORTH of SCOTLAND GSP | DEFAULT__P |  | C | -0.018832 | 0 | 0 | 0.4319 | 0.4193 | 0.27 | 0 | 0 | 0 | 0 | F | T | F |  | 2019-06-01 | F | F
C__PSTAT008 | C__PSTAT008-AAA-COI-196 | Statkraft Markets Gmbh | STATKRA1 | S |  | _P | NORTH of SCOTLAND GSP | DEFAULT__P |  | C | -0.018832 | 0 | 0 | 0.4319 | 0.4193 | 0.27 | 0 | 0 | 0 | 0 | F | T | F |  | 2019-06-01 | F | F
C__PSTAT011 | C__PSTAT011-AAA-NAN-184 | Statkraft Markets Gmbh | STATKRA1 | S |  | _P | NORTH of SCOTLAND GSP | DEFAULT__P |  | C | -0.018832 | 13.534 | 0 | 0.4319 | 0.4193 | 0.27 | 0 | 0 | 3.654 | 3.654 | F | T | F |  | 2019-06-28 | F | F
C__PTGPL008 | C__PTGPL008-AAA-COI-196 | Total Gas & Power Ltd | TFEGP | S |  | _P | NORTH of SCOTLAND GSP | DEFAULT__P |  | C | -0.018832 | 0 | 0 | 0.4319 | 0.4193 | 0.27 | 0 | 0 | 0 | 0 | F | T | F |  | 2019-06-01 | F | F
C__PTGPL011 | C__PTGPL011-AAA-NAN-184 | Total Gas & Power Ltd | TFEGP | S |  | _P | NORTH of SCOTLAND GSP | DEFAULT__P |  | C | -0.018832 | 0 | 0 | 0.4319 | 0.4193 | 0.27 | 0 | 0 | 0 | 0 | F | T | F |  | 2019-06-01 | F | F
C__PVETS008 | C__PVETS008-AAA-COI-196 | Vattenfall Energy Trading | VTS | S |  | _P | NORTH of SCOTLAND GSP | DEFAULT__P |  | C | -0.018832 | 0 | 0 | 0.4319 | 0.4193 | 0.27 | 0 | 0 | 0 | 0 | F | T | F |  | 2019-06-01 | F | F
C__PVETS011 | C__PVETS011-AAA-NAN-184 | Vattenfall Energy Trading | VTS | S |  | _P | NORTH of SCOTLAND GSP | DEFAULT__P |  | C | -0.018832 | 0 | 0 | 0.4319 | 0.4193 | 0.27 | 0 | 0 | 0 | 0 | F | T | F |  | 2019-06-01 | F | F
C__PVOLT008 | C__PVOLT008-AAA-COI-196 | Co-operative Energy Limited | VOLA | S |  | _P | NORTH of SCOTLAND GSP | DEFAULT__P |  | C | -0.018832 | 0 | 0 | 0.4319 | 0.4193 | 0.27 | 0 | 0 | 0 | 0 | F | T | F |  | 2019-06-01 | F | F
C__PVOLT011 | C__PVOLT011-AAA-NAN-184 | Co-operative Energy Limited | VOLA | S |  | _P | NORTH of SCOTLAND GSP | DEFAULT__P |  | C | -0.018832 | 0 | 0 | 0.4319 | 0.4193 | 0.27 | 0 | 0 | 0 | 0 | F | T | F |  | 2019-06-01 | F | F
E_ABERDARE | Aberdare Power Station | UK Power Reserve Limited | UKPR | E | ABERU-1 | _K | South Wales | DEFAULT__K | C | C | 0.0006465 | 15.434 | 0 | 0.4 | 0.4 | 0 | 0 | 0 | 6.174 | 6.174 | T | T | T |  | 2019-06-03 | F | T
E_ABRTW-1 | Auchrobert Wind Farm | Npower Limited | NPOWER01 | E | ABRTW-1 | _N | SOUTH of SCOTLAND GSP | DEFAULT__N | C | C | -0.007489 | 35.988 | -0.296 | 0.4 | 0.4 | 0 | -0.118 | -0.118 | 14.395 | 14.395 | T | T | T |  | 2019-06-01 | F | T
E_AIRSW-1 | Airies | ENGIE Power Limited | RWETDL | E | AIRSW-1 | _N | SOUTH of SCOTLAND GSP | DEFAULT__N | C | C | -0.007489 | 38 | 0 | 0.4 | 0.4 | 0 | 0 | 0 | 15.2 | 15.2 | T | T | T |  | 2019-06-01 | F | T
E_ALCOA-1 | Alcoa | GFP Trading Ltd | GFPT | E |  | _K | South Wales | DEFAULT__K | P | P | 0.0006465 | 40 | -1 | 0.1213 | 0.1213 | 0 | -0.121 | -0.121 | 4.852 | 4.852 | T | T | F |  | 2019-06-01 | F | F
E_ARNKB-1 | AR0006-BLOX | Arenko Cleantech Limited | AG | E | ARNKB-1 | _E | Midlands | DEFAULT__E | P | P | 0.011082 | 41 | -41 | 0.4 | 0.4 | 0 | -16.4 | -16.4 | 16.4 | 16.4 | T | T | T |  | 2019-06-01 | F | T
E_ASHWW-1 | Andershaw Wind Farm | Statkraft Markets Gmbh | STATKRA1 | E | ASHWW-1 | _N | SOUTH of SCOTLAND GSP | DEFAULT__N | P | P | -0.007489 | 35 | -1 | 0.4 | 0.4 | 0 | -0.4 | -0.4 | 14 | 14 | T | T | T |  | 2019-06-01 | F | T
E_ASLVW-1 | Assel Valley Wind Farm | Npower Limited | NPOWER01 | E | ASLVW-1 | _N | SOUTH of SCOTLAND GSP | DEFAULT__N | C | C | -0.007489 | 25.314 | -0.096 | 0.4 | 0.4 | 0 | -0.038 | -0.038 | 10.126 | 10.126 | T | T | T |  | 2019-06-01 | F | T
E_BABAW-1 | Baillie Wind Farm | Statkraft Markets Gmbh | STATKRA1 | E | BABAW-1 | _P | NORTH of SCOTLAND GSP | DEFAULT__P | P | P | -0.018832 | 52.5 | -1 | 0.4 | 0.4 | 0 | -0.4 | -0.4 | 21 | 21 | T | T | T |  | 2019-06-01 | F | T
E_BETHW-1 | BETHW-1 | SP Renewables (UK) Limited | SPCRE01 | E | BETHW-1 | _P | NORTH of SCOTLAND GSP | DEFAULT__P | P | P | -0.018832 | 29.75 | -2 | 0.4 | 0.4 | 0 | -0.8 | -0.8 | 11.9 | 11.9 | T | T | T |  | 2019-06-01 |  | T
E_BNWKW-1 | Burn of Whilk Windfarm | Eneco Energy Trade | ENECOUK | E | BNWKW-1 | _P | NORTH of SCOTLAND GSP | DEFAULT__P | P | P | -0.018832 | 22.5 | -0.1 | 0.4 | 0.4 | 0 | -0.04 | -0.04 | 9 | 9 | T | T | T |  | 2019-06-01 | F | T
E_BODD-1 | Blyth Offshore Demonstrator de | EDF Energy Customers Ltd | LENCO | E |  | _F | NORTHERN |  |  | C | -0.0063078 | 0 | -2 | 0.1495 | 0.1495 | 0 | -0.299 | -0.299 | 0 | 0 | F | F | F |  | 2019-06-01 | F | F
E_BODW-1 | Blyth Offshore Demonstrator | EDF Energy Customers Ltd | LENCO | E |  | _F | NORTHERN | DEFAULT__F | C | C | -0.0063078 | 42 | 0 | 0.2151 | 0.2151 | 0 | 0 | 0 | 9.034 | 9.034 | T | T | F |  | 2019-06-01 | F | F
E_BRDUW-1 | Braes of Doune | Braes of Doune Windfarm Ltd | BODOUNE | E | BRDUW-1 | _P | NORTH of SCOTLAND GSP | DEFAULT__P | C | C | -0.018832 | 74 | -1 | 0.4 | 0.4 | 0 | -0.4 | -0.4 | 29.6 | 29.6 | T | T | T |  | 2019-06-01 |  | T
E_BRGG-1 | Glanford Brigg | Centrica Brigg Limited | REGPOWER | E | BRGG-1 | _M | Yorkshire Electricity | DEFAULT__M | C | C | -0.0010646 | 99 | -5 | 0.4 | 0.4 | 0 | -2 | -2 | 39.6 | 39.6 | T | T | T |  | 2019-06-01 |  | T
E_BRIDGWTR | Bridgwater Power Station | UK Power Reserve Limited | UKPR | E | BRIDU-1 | _L | South Western | DEFAULT__L | C | C | 0.0035611 | 10.182 | 0 | 0.4 | 0.4 | 0 | 0 | 0 | 4.073 | 4.073 | T | T | T |  | 2019-06-03 |  | T
E_BRNLW-1 | Brownieleys | ENGIE Power Limited | RWETDL | E | BRNLW-1 | _P | NORTH of SCOTLAND GSP | DEFAULT__P | C | C | -0.018832 | 7.5 | -0.07 | 0.4 | 0.4 | 0 | -0.028 | -0.028 | 3 | 3 | T | T | T |  | 2019-06-01 | F | T
E_BROUD-1 | E_BROUD-1 | Npower Limited | NPOWER01 | E | BROUD-1 | _M | Yorkshire Electricity |  |  | C | -0.0010646 | 13.04 | -109.814 | 0.3894 | 0.3894 | 0 | -42.762 | -42.762 | 5.078 | 5.078 | F | F | T |  | 2019-06-08 |  | F
E_BROXES-1 | Broxburn Energy Storage | British Gas Trading Ltd | BRITGAS | E |  | _N | SOUTH of SCOTLAND GSP | DEFAULT__N | C | C | -0.007489 | 20 | -20 | 0.0092 | 0.0092 | 0 | -0.184 | -0.184 | 0.184 | 0.184 | T | T | F |  | 2019-06-01 | F | F
E_BRYBW-1 | Berry Burn Wind Farm | Statkraft Markets Gmbh | STATKRA1 | E | BRYBW-1 | _P | NORTH of SCOTLAND GSP | DEFAULT__P | P | P | -0.018832 | 66.7 | 0 | 0.4 | 0.4 | 0 | 0 | 0 | 26.68 | 26.68 | T | T | T |  | 2019-06-01 | F | T
E_BTNHL-1 | Barton Hill | GFP Trading Ltd | GFPT | E | BTNHL-1 | _L | South Western | DEFAULT__L | P | P | 0.0035611 | 20 | -1 | 0.154 | 0.154 | 0 | -0.154 | -0.154 | 3.08 | 3.08 | T | T | F |  | 2019-06-01 | F | F
E_BTUIW-2 | Beinn An Tuirc 2 | SP Renewables (UK) Limited | SPCRE01 | E | BTUIW-2 | _P | NORTH of SCOTLAND GSP | DEFAULT__P | P | P | -0.018832 | 39.069 | -2 | 0.4 | 0.4 | 0 | -0.8 | -0.8 | 15.628 | 15.628 | T | T | T |  | 2019-06-19 | F | T
E_BURBO | Burbo Offshore Wind | Orsted Burbo (UK) Limited | DONG001 | E | BURBW-1 | _D | Merseyside and North Wales | DEFAULT__D | P | P | 0.0073777 | 90 | -2 | 0.4 | 0.4 | 0 | -0.8 | -0.8 | 36 | 36 | T | T | T |  | 2019-06-01 |  | T
E_CHESP-1 | CHESHIRE PS - OCGT | RWE Generation UK plc | INNOGY01 | E |  | _D | Merseyside and North Wales | DEFAULT__D | P | P | 0.0073777 | 46 | -1 | 0.0936 | 0.0936 | 0 | -0.094 | -0.094 | 4.306 | 4.306 | T | T | F |  | 2019-06-01 | F | F
E_CHESP-2 | CHESHIRE PS - East | RWE Generation UK plc | INNOGY01 | E |  | _D | Merseyside and North Wales | DEFAULT__D | P | P | 0.0073777 | 8 | -1 | 0.0936 | 0.0936 | 0 | -0.094 | -0.094 | 0.749 | 0.749 | T | T | F |  | 2019-06-01 | F | F
E_CHESP-3 | CHESHIRE PS - West | RWE Generation UK plc | INNOGY01 | E |  | _D | Merseyside and North Wales | DEFAULT__D | P | P | 0.0073777 | 14 | -1 | 0.0936 | 0.0936 | 0 | -0.094 | -0.094 | 1.31 | 1.31 | T | T | F |  | 2019-06-01 | F | F
E_CLAC-1 | Clachan G1 | SSE Generation Ltd | SSEGEN | E | CLAC-1 | _P | NORTH of SCOTLAND GSP | DEFAULT__P | P | P | -0.018832 | 40 | 0 | 0.4 | 0.4 | 0 | 0 | 0 | 16 | 16 | T | T | T |  | 2019-06-01 |  | T
E_CLDRW-1 | CLDRW-1 | Vattenfall Energy Trading | VTS | E | CLDRW-1 | _P | NORTH of SCOTLAND GSP | DEFAULT__P | C | C | -0.018832 | 37 | 0 | 0.4 | 0.4 | 0 | 0 | 0 | 14.8 | 14.8 | T | T | T |  | 2019-06-01 | F | T
E_CLFLW-1 | Clachan Flats | SP Renewables (UK) Limited | SPCRE01 | E | CLFLW-1 | _P | NORTH of SCOTLAND GSP | DEFAULT__P | P | P | -0.018832 | 15 | -2 | 0.4 | 0.4 | 0 | -0.8 | -0.8 | 6 | 6 | T | T | T |  | 2019-06-01 |  | T
E_CNCLW-1 | Coire Na Cloiche WF | Statkraft Markets Gmbh | STATKRA1 | E | CNCLW-1 | _P | NORTH of SCOTLAND GSP | DEFAULT__P | P | P | -0.018832 | 30 | 0 | 0.4 | 0.4 | 0 | 0 | 0 | 12 | 12 | T | T | T |  | 2019-06-01 | F | T
E_CORB-1 | CORBY POWER LIMITED | CORBY POWER LIMITED | CORBY | E | CORB-1 | _B | East Midlands |  |  | P | 0.0035322 | 360 | -1 | 0.4 | 0.4 | 0 | -0.4 | -0.4 | 144 | 144 | F | F | T |  | 2019-06-01 |  | T
E_COWE1 | Cowes Main Unit 1 | RWE Generation UK plc | INNOGY01 | E | COWE1 | _H | Southern | Cowes Power Station |  | P | 0.0071618 | 70 | 0 | 0.4 | 0.4 | 0 | 0 | 0 | 28 | 28 | F | F | T |  | 2019-06-01 |  | T
E_COWE2 | Cowes Main Unit 2 | RWE Generation UK plc | INNOGY01 | E | COWE2 | _H | Southern | Cowes Power Station |  | P | 0.0071618 | 70 | 0 | 0.4 | 0.4 | 0 | 0 | 0 | 28 | 28 | F | F | T |  | 2019-06-01 |  | T
E_COWED | Cowes Station Demand | RWE Generation UK plc | INNOGY01 | E |  | _H | Southern | Cowes Power Station |  | P | 0.0071618 | 0 | -0.5 | 0.5065 | 0.5065 | 0 | -0.253 | -0.253 | 0 | 0 | F | F | F |  | 2019-06-01 |  | F
E_CRGTW-1 | Craig 2 Wind Farm | British Gas Trading Ltd | BRITGAS | E | CRGTW-1 | _N | SOUTH of SCOTLAND GSP | DEFAULT__N | P | P | -0.007489 | 4.7 | -0.2 | 0.4 | 0.4 | 0 | -0.08 | -0.08 | 1.88 | 1.88 | T | T | T |  | 2019-06-01 | F | T
E_CRSSB-1 | Carnegie Road 1 | Orsted ESS Mersey Limited | DONG014 | E | CRSSB-1 | _D | Merseyside and North Wales | DEFAULT__D | P | P | 0.0073777 | 20 | -20 | 0.4 | 0.4 | 0 | -8 | -8 | 8 | 8 | T | T | T |  | 2019-06-01 | F | T
E_CWMD-1 | Cwm Dyli | RWE Generation UK plc | INNOGY01 | E | CWMD-1 | _D | Merseyside and North Wales | DEFAULT__D | P | P | 0.0073777 | 9.9 | 0 | 0.042 | 0.042 | 0 | 0 | 0 | 0.416 | 0.416 | T | T | F |  | 2019-06-01 |  | F
E_DALSW-1 | Dalswinton Windfarm | Mobius Renewables Gen. (GB) | AIRGEN | E | DALSW-1 | _N | SOUTH of SCOTLAND GSP | DEFAULT__N | C | C | -0.007489 | 30 | -0.14 | 0.4 | 0.4 | 0 | -0.056 | -0.056 | 12 | 12 | T | T | T |  | 2019-06-01 |  | T
E_DBFRM-1 | Down Barn Farm | GFP Trading Ltd | GFPT | E |  | _H | Southern | DEFAULT__H | P | P | 0.0071618 | 20 | -1 | 0.0936 | 0.0936 | 0 | -0.094 | -0.094 | 1.872 | 1.872 | T | T | F |  | 2019-06-01 | F | F
E_DERW-1 | Derwent Cogeneration Ltd | Derwent CoGeneration Ltd | DCOGEN | E | DERW-1 | _B | East Midlands |  |  | P | 0.0035322 | 218 | 0 | 0.4 | 0.4 | 0 | 0 | 0 | 87.2 | 87.2 | F | F | T |  | 2019-06-01 |  | T
E_DIDC1G | Didcot OCGT Unit 1 | RWE Generation UK plc | INNOGY01 | E | DIDC01G | _H | Southern | DEFAULT__H | C | C | 0.0071618 | 25 | 0 | 0.4 | 0.4 | 0 | 0 | 0 | 10 | 10 | T | T | T |  | 2019-06-01 | F | T
E_DIDC2G | Didcot OCGT Unit 2 | RWE Generation UK plc | INNOGY01 | E | DIDC02G | _H | Southern | DEFAULT__H | C | C | 0.0071618 | 25 | 0 | 0.4 | 0.4 | 0 | 0 | 0 | 10 | 10 | T | T | T |  | 2019-06-01 | F | T
E_DIDC3G | Didcot OCGT Unit 3 | RWE Generation UK plc | INNOGY01 | E | DIDC03G | _H | Southern | DEFAULT__H | C | C | 0.0071618 | 25 | 0 | 0.4 | 0.4 | 0 | 0 | 0 | 10 | 10 | T | T | T |  | 2019-06-01 | F | T
E_DIDC4G | Didcot OCGT Unit 4 | RWE Generation UK plc | INNOGY01 | E | DIDC04G | _H | Southern | DEFAULT__H | C | C | 0.0071618 | 25 | 0 | 0.4 | 0.4 | 0 | 0 | 0 | 10 | 10 | T | T | T |  | 2019-06-01 | F | T
E_DIDCD | Didcot station demand | RWE Generation UK plc | INNOGY01 | E |  | _H | Southern |  |  | C | 0.0071618 | 0 | -2 | 0.3078 | 0.3078 | 0 | -0.616 | -0.616 | 0 | 0 | F | F | F |  | 2019-06-01 |  | F
E_DOLG_H | Dolgarrog High Head | RWE Generation UK plc | INNOGY01 | E |  | _D | Merseyside and North Wales | DEFAULT__D | P | P | 0.0073777 | 22 | 0 | 0.0376 | 0.0376 | 0 | 0 | 0 | 0.827 | 0.827 | T | T | F |  | 2019-06-01 |  | F
E_DOLG_HD | Dolgarrog High Head Station | RWE Generation UK plc | INNOGY01 | E |  | _D | Merseyside and North Wales |  |  | C | 0.0073777 | 0 | -0.1 | 0.3129 | 0.3129 | 0 | -0.031 | -0.031 | 0 | 0 | F | F | F |  | 2019-06-01 |  | F
E_DOLG_L | Dolgarrog Low Head | RWE Generation UK plc | INNOGY01 | E |  | _D | Merseyside and North Wales | DEFAULT__D | P | P | 0.0073777 | 17 | 0 | 0.0018 | 0.0018 | 0 | 0 | 0 | 0.031 | 0.031 | T | T | F |  | 2019-06-01 |  | F
E_DOLG_LD | Dolgarrog Low Head Station | RWE Generation UK plc | INNOGY01 | E |  | _D | Merseyside and North Wales |  |  | C | 0.0073777 | 0 | -0.1 | 0.0653 | 0.0653 | 0 | -0.007 | -0.007 | 0 | 0 | F | F | F |  | 2019-06-01 |  | F
E_DOWL-1 | Dowlais II | GFP Trading Ltd | GFPT | E | DOWL-1 | _K | South Wales | DEFAULT__K | P | P | 0.0006465 | 20 | -1 | 0.1502 | 0.1502 | 0 | -0.15 | -0.15 | 3.004 | 3.004 | T | T | F |  | 2019-06-01 | F | F
E_FASN-3 | Fasnakyle G3 | SSE Generation Ltd | SSEGEN | E | FASN3 | _P | NORTH of SCOTLAND GSP | DEFAULT__P | P | P | -0.018832 | 22 | 0 | 0.4 | 0.4 | 0 | 0 | 0 | 8.8 | 8.8 | T | T | T |  | 2019-06-01 |  | T
E_FASN-4 | Fasnakyle G4 | SSE Generation Ltd | SSEGEN | E | FASN-4 | _P | NORTH of SCOTLAND GSP | DEFAULT__P | P | P | -0.018832 | 7.5 | 0 | 0.4 | 0.4 | 0 | 0 | 0 | 3 | 3 | T | T | T |  | 2019-06-01 |  | T
E_FAWN-1 | Fawley Cogen | ESSO Petroleum Company Ltd | EPCO1 | E | FAWN-1 | _H | Southern | Fawley Cogen Power Station |  | P | 0.0071618 | 155 | 0 | 0.4 | 0.4 | 0 | 0 | 0 | 62 | 62 | F | F | T |  | 2019-06-01 |  | T
E_FAWND | Fawley Cogen TU demand | ESSO Petroleum Company Ltd | EPCO1 | E |  | _H | Southern | Fawley Cogen Power Station |  | P | 0.0071618 | 20 | -154.47 | 0.5095 | 0.5095 | 0 | -78.702 | -78.702 | 10.19 | 10.19 | F | F | F |  | 2019-06-01 |  | F
E_FDUN-1 | Fort Dunlop | Whitetower Energy Limited | FDUN1 | E | FDUNT-1 | _E | Midlands | DEFAULT__E | C | C | 0.011082 | 99 | -1 | 0.4 | 0.4 | 0 | -0.4 | -0.4 | 39.6 | 39.6 | T | T | T |  | 2019-06-01 |  | T
E_FELL-1 | E_FELL-1 | NDA | MAGNOX | E | FELL-1 | _G | North Western |  |  | P | 0.002128 | 140 | -40 | 0.4 | 0.4 | 0 | -16 | -16 | 56 | 56 | F | F | T |  | 2019-06-01 |  | T
E_GDSTW-1 | Gordonstown | Mobius Renewables Gen. (GB) | AIRGEN | E | GDSTW-1 | _P | NORTH of SCOTLAND GSP | DEFAULT__P | C | C | -0.018832 | 12.5 | -0.0758 | 0.4 | 0.4 | 0 | -0.03 | -0.03 | 5 | 5 | T | T | T |  | 2019-06-01 | F | T
E_GFLDW-1 | Goole Fields Wind Farm | Npower Limited | NPOWER01 | E | GFLDW-1 | _M | Yorkshire Electricity | DEFAULT__M | C | C | -0.0010646 | 32.684 | -0.222 | 0.4 | 0.4 | 0 | -0.089 | -0.089 | 13.074 | 13.074 | T | T | T |  | 2019-06-01 | F | T
E_GLCHW-1 | Glenchamber | ENGIE Power Limited | RWETDL | E | GLCHW-1 | _N | SOUTH of SCOTLAND GSP | DEFAULT__N | C | C | -0.007489 | 26 | 0 | 0.4 | 0.4 | 0 | 0 | 0 | 10.4 | 10.4 | T | T | T |  | 2019-06-01 | F | T
E_GLNDOD1 | Glendoe Station Tx Stn Dem | SSE Generation Ltd | SSEGEN | E |  | _P | NORTH of SCOTLAND GSP |  |  | C | -0.018832 | 0.5 | -0.6 | 0.0507 | 0.0507 | 0 | -0.03 | -0.03 | 0.025 | 0.025 | F | F | F |  | 2019-06-01 |  | F
E_GLOFW-1 | Glens of Foudland | Glens of Foudland Ltd | GOFPOWER | E | GLOFW-1 | _P | NORTH of SCOTLAND GSP | DEFAULT__P | C | C | -0.018832 | 26.7 | -2 | 0.4 | 0.4 | 0 | -0.8 | -0.8 | 10.68 | 10.68 | T | T | T |  | 2019-06-01 |  | T
E_GNFSW-3 | Gunfleet Sands Demo | Orsted Gunfleet SandsDemoUKLTD | DONG007 | E |  | _A | Eastern GSP Group | DEFAULT__A | P | P | 0.0012543 | 11.7 | -0.15 | 0.1735 | 0.1735 | 0 | -0.026 | -0.026 | 2.03 | 2.03 | T | T | F |  | 2019-06-01 | F | F
E_GOSHS-1 | Goose House Lane | GFP Trading Ltd | GFPT | E | GOSHS-1 | _G | North Western | DEFAULT__G | P | P | 0.002128 | 20 | -1 | 0.0936 | 0.0936 | 0 | -0.094 | -0.094 | 1.872 | 1.872 | T | T | F |  | 2019-06-01 | F | F
E_GRMAP-1 | GRIMSBY A PS | RWE Generation UK plc | INNOGY01 | E |  | _M | Yorkshire Electricity | DEFAULT__M | P | P | -0.0010646 | 40 | -2 | 0.0936 | 0.0936 | 0 | -0.187 | -0.187 | 3.744 | 3.744 | T | T | F |  | 2019-06-01 | F | F
E_GYAR-1 | Great Yarmouth Power Limited | RWE Generation UK plc | INNOGY01 | E | GYAR-1 | _A | Eastern GSP Group |  |  | P | 0.0012543 | 420 | -18 | 0.4 | 0.4 | 0 | -7.2 | -7.2 | 168 | 168 | F | F | T |  | 2019-06-01 |  | T
E_HBHDW-1 | HARBURNHEADWF | LDV Harburnhead Ltd | HARBURN1 | E | HBHDW-1 | _N | SOUTH of SCOTLAND GSP | DEFAULT__N | P | P | -0.007489 | 51.7 | -0.22 | 0.4 | 0.4 | 0 | -0.088 | -0.088 | 20.68 | 20.68 | T | T | T |  | 2019-06-01 | F | T
E_HLGLW-1 | Hill of Glaschyle | ENGIE Power Limited | RWETDL | E | HLGLW-1 | _P | NORTH of SCOTLAND GSP | DEFAULT__P | C | C | -0.018832 | 28 | -0.4 | 0.4 | 0.4 | 0 | -0.16 | -0.16 | 11.2 | 11.2 | T | T | T |  | 2019-06-01 | F | T
E_HLTWW-1 | Hill of Towie | SP Energy Retail Ltd | SPSUP01 | E | HLTWW-1 | _P | NORTH of SCOTLAND GSP | DEFAULT__P | P | P | -0.018832 | 48 | -1 | 0.4 | 0.4 | 0 | -0.4 | -0.4 | 19.2 | 19.2 | T | T | T |  | 2019-06-01 | F | T
E_HRHLW-1 | Hare Hill Extension Windfarm | SP Renewables (UK) Limited | SPCRE01 | E | HRHLW-1 | _N | SOUTH of SCOTLAND GSP | DEFAULT__N | P | P | -0.007489 | 30 | -2 | 0.4 | 0.4 | 0 | -0.8 | -0.8 | 12 | 12 | T | T | T |  | 2019-06-01 | F | T
E_HUNB-11S | Hunterston B 11kV Site Supply | EDF Energy Nuclear Generation | BEGL001 | E |  | _N | SOUTH of SCOTLAND GSP | Hunterston B Power Station |  | P | -0.007489 | 0 | -3 | 0.5124 | 0.5124 | 0 | -1.537 | -1.537 | 0 | 0 | F | F | F |  | 2019-06-01 |  | F
E_HYTHE | BP_HYTHE | RWE Generation UK plc | INNOGY01 | E |  | _H | Southern | DEFAULT__H | P | P | 0.0071618 | 49 | 0 | 0.0101 | 0.0101 | 0 | 0 | 0 | 0.495 | 0.495 | T | T | F |  | 2019-06-01 |  | F
E_HYWDW-1 | Hywind Generator BMU1 | HYWINDSC | HYWINDSC | E | HYWDW-1 | _P | NORTH of SCOTLAND GSP | DEFAULT__P | P | P | -0.018832 | 30 | 0 | 0.4 | 0.4 | 0 | 0 | 0 | 12 | 12 | T | T | T |  | 2019-06-01 | F | T
E_INDQ-2 | Station Load | Indian Queens Power Ltd | AESIQPL | E |  | _L | South Western |  |  | C | 0.0035611 | 0 | -5 | 0.0004 | 0.0004 | 0 | -0.002 | -0.002 | 0 | 0 | F | F | F |  | 2019-06-01 |  | F
E_KINCW-1 | Kincardine Offshore Windfarm | Statkraft Markets Gmbh | STATKRA1 | E | KINCW-1 | _P | NORTH of SCOTLAND GSP | DEFAULT__P | P | P | -0.018832 | 49.6 | -0.5 | 0.4 | 0.4 | 0 | -0.2 | -0.2 | 19.84 | 19.84 | T | T | T |  | 2019-06-01 | F | T
E_KLYN-A-1 | Kings Lynn A | Centrica KL Limited | CENKL | E | KLYN-A-1 | _A | Eastern GSP Group |  |  | P | 0.0012543 | 390 | -5 | 0.4 | 0.4 | 0 | -2 | -2 | 156 | 156 | F | F | T |  | 2019-06-01 |  | T
E_LCHWT-1 | Letchworth | GFP Trading Ltd | GFPT | E | LCHWT-1 | _A | Eastern GSP Group | DEFAULT__A | P | P | 0.0012543 | 15 | -1 | 0.4 | 0.4 | 0 | -0.4 | -0.4 | 6 | 6 | T | T | T |  | 2019-06-01 | F | T
E_LSTWY-1 | Lester Way | GFP Trading Ltd | GFPT | E | LSTWY-1 | _H | Southern | DEFAULT__H | P | P | 0.0071618 | 12 | -1 | 0.4 | 0.4 | 0 | -0.4 | -0.4 | 4.8 | 4.8 | T | T | T |  | 2019-06-01 | F | T
E_LYNE1 | LYNEMOUTH GENERATOR 1 | EP UK INVESTMENTS LIMITED | EPUKI | E | LNMTH-1 | _F | NORTHERN | Lynemouth Power Station. |  | P | -0.0063078 | 140 | -20 | 0.4 | 0.4 | 0 | -8 | -8 | 56 | 56 | F | F | T |  | 2019-06-01 | F | T
E_LYNE2 | LYNEMOUTH GENERATOR 2 | EP UK INVESTMENTS LIMITED | EPUKI | E | LNMTH-2 | _F | NORTHERN | Lynemouth Power Station. |  | P | -0.0063078 | 140 | -20 | 0.4 | 0.4 | 0 | -8 | -8 | 56 | 56 | F | F | T |  | 2019-06-01 | F | T
E_LYNE3 | LYNEMOUTH GENERATOR 3 | EP UK INVESTMENTS LIMITED | EPUKI | E | LNMTH-3 | _F | NORTHERN | Lynemouth Power Station. |  | P | -0.0063078 | 140 | -20 | 0.4 | 0.4 | 0 | -8 | -8 | 56 | 56 | F | F | T |  | 2019-06-01 | F | T
E_MAEN-1 | Maentwrog | NDA | MAGNOX | E |  | _D | Merseyside and North Wales | DEFAULT__D | P | P | 0.0073777 | 30 | -0.04 | 0.0554 | 0.0554 | 0 | -0.002 | -0.002 | 1.662 | 1.662 | T | T | F |  | 2019-06-01 |  | F
E_MANXENR-1 | ENRON MANX | Vattenfall Energy Trading | VTS | E | MANXENR-1 | _G | North Western | DEFAULT__G | C | C | 0.002128 | 63.746 | -61.422 | 0.4 | 0.4 | 0 | -24.569 | -24.569 | 25.498 | 25.498 | T | T | T |  | 2019-06-01 |  | T
E_MARK-1 | Rothes Bio-Plant CHP1 | Npower Limited | NPOWER01 | E | MARK-1 | _N | SOUTH of SCOTLAND GSP | DEFAULT__N | C | C | -0.007489 | 56.234 | -4.638 | 0.4 | 0.4 | 0 | -1.855 | -1.855 | 22.494 | 22.494 | T | T | T |  | 2019-06-01 | F | T
E_MINSW-1 | Minsca Wind Farm | Mobius Renewables Gen. (GB) | AIRGEN | E | MINSW-1 | _N | SOUTH of SCOTLAND GSP | DEFAULT__N | C | C | -0.007489 | 36.8 | -0.26 | 0.4 | 0.4 | 0 | -0.104 | -0.104 | 14.72 | 14.72 | T | T | T |  | 2019-06-01 |  | T
E_MORFL-1 | Moorfield Drive | GFP Trading Ltd | GFPT | E | MORFL-1 | _G | North Western | DEFAULT__G | P | P | 0.002128 | 20 | -1 | 0.0936 | 0.0936 | 0 | -0.094 | -0.094 | 1.872 | 1.872 | T | T | F |  | 2019-06-01 | F | F
E_MOYEW-1 | Moy Windfarm | Eneco Energy Trade | ENECOUK | E | MOYEW-1 | _P | NORTH of SCOTLAND GSP | DEFAULT__P | C | C | -0.018832 | 60 | -0.4 | 0.4 | 0.4 | 0 | -0.16 | -0.16 | 24 | 24 | T | T | T |  | 2019-06-01 | F | T
E_PETEM1 | Peterborough | Centrica PB Limited | CENPB | E | PETEM1 | _A | Eastern GSP Group |  |  | P | 0.0012543 | 248 | -5 | 0.4 | 0.4 | 0 | -2 | -2 | 99.2 | 99.2 | F | F | T |  | 2019-06-01 |  | T
E_PGPETE | Peakgen Power 2 | Peak Gen Top Co Limited | PEAKGEN | E |  | _A | Eastern GSP Group | DEFAULT__A | P | P | 0.0012543 | 20 | -8.5 | 0.0936 | 0.0936 | 0 | -0.796 | -0.796 | 1.872 | 1.872 | T | T | F |  | 2019-06-01 | F | F
E_PLYRK-1 | Plymouth Rock | GFP Trading Ltd | GFPT | E | PLYRK-1 | _L | South Western | DEFAULT__L | P | P | 0.0035611 | 15 | -1 | 0.1469 | 0.1469 | 0 | -0.147 | -0.147 | 2.204 | 2.204 | T | T | F |  | 2019-06-01 | F | F
E_POTES-1 | Port of Tyne Energy Storage | British Gas Trading Ltd | BRITGAS | E |  | _F | NORTHERN | DEFAULT__F | C | C | -0.0063078 | 35 | -35 | 0.0094 | 0.0094 | 0 | -0.329 | -0.329 | 0.329 | 0.329 | T | T | F |  | 2019-06-01 | F | F
E_RAKE-1 | Rake Lane | GFP Trading Ltd | GFPT | E |  | _G | North Western | DEFAULT__G | P | P | 0.002128 | 20 | -1 | 0.0936 | 0.0936 | 0 | -0.094 | -0.094 | 1.872 | 1.872 | T | T | F |  | 2019-06-01 | F | F
E_RATS-S | E_RATS-S | Uniper UK Limited | EECL | E |  | _B | East Midlands | Ratcliffe PS Trading Unit |  | P | 0.0035322 | 50 | -40 | 0.4365 | 0.4365 | 0 | -17.46 | -17.46 | 21.825 | 21.825 | F | F | F |  | 2019-06-01 |  | F
E_RDFRB-1 | Redfield Road B | GFP Trading Ltd | GFPT | E | RDFRB-1 | _B | East Midlands | DEFAULT__B | P | P | 0.0035322 | 20 | -1 | 0.4 | 0.4 | 0 | -0.4 | -0.4 | 8 | 8 | T | T | T |  | 2019-06-01 | F | T
E_RDFRD-1 | Redfield Road | GFP Trading Ltd | GFPT | E | RDFRD-1 | _B | East Midlands | DEFAULT__B | P | P | 0.0035322 | 20 | -1 | 0.4 | 0.4 | 0 | -0.4 | -0.4 | 8 | 8 | T | T | T |  | 2019-06-01 | F | T
E_RHEI-1 | E_RHEI-1 | Statkraft Markets Gmbh | STATKRA1 | E | RHEI-1 | _D | Merseyside and North Wales | DEFAULT__D | P | P | 0.0073777 | 50 | 0 | 0.0374 | 0.0374 | 0 | 0 | 0 | 1.87 | 1.87 | T | T | F |  | 2019-06-01 |  | F
E_RHEI-S | E_RHEI-S | Statkraft Markets Gmbh | STATKRA1 | E |  | _D | Merseyside and North Wales | DEFAULT__D | P | P | 0.0073777 | 2 | 0 | 0.015 | 0.015 | 0 | 0 | 0 | 0.03 | 0.03 | T | T | F |  | 2019-06-01 |  | F
E_ROOSB-1 | Roosecote BESS | Centrica Brigg Limited | REGPOWER | E | ROOSB-1 | _G | North Western | DEFAULT__G | C | C | 0.002128 | 49 | -49 | 0.4 | 0.4 | 0 | -19.6 | -19.6 | 19.6 | 19.6 | T | T | T |  | 2019-06-01 | F | T
E_RUGPS-STX | Rugeley B Station Load | Rugeley Power Generation Ltd | TXURUGE | E | RUGPS-STX | _E | Midlands | Rugeley B Power Station |  | C | 0.011082 | 0 | 0 | 0 | 0 | 0 | 0 | 0 | 0 | 0 | F | F | F |  | 2019-06-01 |  | F
E_SEAB-1 | Seabank Back-up Module 1 | Seabank Power Limited | SEABANK | E |  | _L | South Western |  |  | C | 0.0035611 | 0 | -3 | 0 | 0 | 0 | 0 | 0 | 0 | 0 | F | F | F |  | 2019-06-01 |  | F
E_SEAB-2 | Seabank Back-up Module 2 | Seabank Power Limited | SEABANK | E |  | _L | South Western |  |  | C | 0.0035611 | 0 | -0.4 | 0 | 0 | 0 | 0 | 0 | 0 | 0 | F | F | F |  | 2019-06-01 |  | F
E_SEVINGTN | Sevington District Energy | UK Power Reserve Limited | UKPR | E | SEVIU-1 | _J | South Eastern | DEFAULT__J | C | C | 0.0019454 | 10.296 | 0 | 0.4 | 0.4 | 0 | 0 | 0 | 4.118 | 4.118 | T | T | T |  | 2019-06-01 |  | T
E_SHOS-1 | Shoreham Power Station | Drax Generation Enterprise Ltd | SPGEN01 | E | SHOS-1 | _J | South Eastern |  |  | P | 0.0019454 | 436 | -16 | 0.4 | 0.4 | 0 | -6.4 | -6.4 | 174.4 | 174.4 | F | F | T |  | 2019-06-01 |  | T
E_SOLUTIA | Solutia Power Station | UK Power Reserve Limited | UKPR | E | SOLUU-1 | _K | South Wales | DEFAULT__K | C | C | 0.0006465 | 15.8 | 0 | 0.4 | 0.4 | 0 | 0 | 0 | 6.32 | 6.32 | T | T | T |  | 2019-06-03 |  | T
E_SUDME-1 | Sudmeadow | GFP Trading Ltd | GFPT | E | SUDME-1 | _E | Midlands | DEFAULT__E | P | P | 0.011082 | 40 | -1 | 0.1209 | 0.1209 | 0 | -0.121 | -0.121 | 4.836 | 4.836 | T | T | F |  | 2019-06-01 | F | F
E_TAYL-S | E_TAYL-S | Uniper UK Limited | EECL | E |  | _C | LE Distribution | DEFAULT__C | P | P | 0.010341 | 0 | -2 | 0.2909 | 0.2909 | 0 | -0.582 | -0.582 | 0 | 0 | T | T | F |  | 2019-06-01 |  | F
E_TAYL2G | E_TAYL2G | Uniper UK Limited | EECL | E | TAYL2G | _C | LE Distribution | DEFAULT__C | P | P | 0.010341 | 72 | 0 | 0.4 | 0.4 | 0 | 0 | 0 | 28.8 | 28.8 | T | T | T |  | 2019-06-01 |  | T
E_TAYL3G | E_TAYL3G | Uniper UK Limited | EECL | E | TAYL3G | _C | LE Distribution | DEFAULT__C | P | P | 0.010341 | 72 | 0 | 0.4 | 0.4 | 0 | 0 | 0 | 28.8 | 28.8 | T | T | T |  | 2019-06-01 |  | T
E_TDRVE-1 | The Drove | GFP Trading Ltd | GFPT | E | TDRVE-1 | _L | South Western | DEFAULT__L | P | P | 0.0035611 | 6 | -1 | 0.4 | 0.4 | 0 | -0.4 | -0.4 | 2.4 | 2.4 | T | T | T |  | 2019-06-01 | F | T
E_TGP1 | Tilbury Green Power One | ESBIG Trading Ltd | ESBIGT | E | TIBG-1 | _A | Eastern GSP Group | DEFAULT__A | P | P | 0.0012543 | 43 | 0 | 0.4 | 0.4 | 0 | 0 | 0 | 17.2 | 17.2 | T | T | T |  | 2019-06-01 | F | T
E_TLYMW-1 | Tullymurdoch Wind Farm | Limejump Energy Limited | ANGEL | E | TLYMW-1 | _P | NORTH of SCOTLAND GSP | DEFAULT__P | C | C | -0.018832 | 14.35 | -0.15 | 0.4 | 0.4 | 0 | -0.06 | -0.06 | 5.74 | 5.74 | T | T | T |  | 2019-06-01 | F | T
E_TRFPK-1 | Trafalgar Park | GFP Trading Ltd | GFPT | E | TRFPK-1 | _B | East Midlands | DEFAULT__B | P | P | 0.0035322 | 14 | -1 | 0.049 | 0.049 | 0 | -0.049 | -0.049 | 0.686 | 0.686 | T | T | F |  | 2019-06-01 | F | F
E_TULWW-1 | Tullo Windfarm | Eneco Energy Trade | ENECOUK | E | TULWW-1 | _P | NORTH of SCOTLAND GSP | DEFAULT__P | P | P | -0.018832 | 17 | -0.15 | 0.4 | 0.4 | 0 | -0.06 | -0.06 | 6.8 | 6.8 | T | T | T |  | 2019-06-01 | F | T
E_TULWW-2 | Tullo Extension | Eneco Energy Trade | ENECOUK | E | TULWW-2 | _P | NORTH of SCOTLAND GSP | DEFAULT__P | C | C | -0.018832 | 25 | -0.4 | 0.4 | 0.4 | 0 | -0.16 | -0.16 | 10 | 10 | T | T | T |  | 2019-06-01 | F | T
E_USKM-SLD | Uskmouth SLD | SIMEC Uskmouth Power Limited | USKMOUTH | E |  | _K | South Wales | Uskmouth |  | P | 0.0006465 | 0 | 0 | 0 | 0 | 0 | 0 | 0 | 0 | 0 | F | F | F |  | 2019-06-01 |  | F
E_WBUPS-STX | West Burton Station Load | EDF Energy (Thermal Generation | WBURTONB | E | WBUPS-STX | _B | East Midlands | West Burton A&B Power Stations |  | P | 0.0035322 | 40 | -70 | 0.2368 | 0.2368 | 0 | -16.576 | -16.576 | 9.472 | 9.472 | F | F | F |  | 2019-06-01 |  | F
E_WTRLN-1 | Water Lane | GFP Trading Ltd | GFPT | E | WTRLN-1 | _L | South Western | DEFAULT__L | P | P | 0.0035611 | 20 | -1 | 0.4 | 0.4 | 0 | -0.4 | -0.4 | 8 | 8 | T | T | T |  | 2019-06-01 | F | T
E__MDRX001 | E__MDRX001 | Drax Power Ltd | DRAX | E | DRAXD-1 | _M | Yorkshire Electricity | Drax Power Station |  | P | -0.0010646 | 49 | -90 | 0.4 | 0.4 | 0 | -36 | -36 | 19.6 | 19.6 | F | F | T |  | 2019-06-01 | F | T
E__MDRX002 | Drax FGD Load | Drax Power Ltd | DRAX | E | DRAXD-2 | _M | Yorkshire Electricity | Drax Power Station |  | P | -0.0010646 | 0 | -54 | 0.4 | 0.4 | 0 | -21.6 | -21.6 | 0 | 0 | F | F | T |  | 2019-06-01 |  | T
I_EAD-BRTN1 | BritNed ND Dem Account | NGESO | NGC | I | EAD-BRTN1 |  |  |  | C | C | 0.0019454 | 0 | -1000 | 0 | 0 | 0 | 0 | 0 | 0 | 0 | F | F | F | BRITNED | 2019-06-01 | F | F
I_EAD-EWIC1 | EWIC NG Dem Account | NGESO | NGC | I | EAD-EWIC1 |  |  |  | C | C | 0.0073777 | 0 | -500 | 0 | 0 | 0 | 0 | 0 | 0 | 0 | F | F | T | EWIC | 2019-06-01 | F | F
I_EAD-FRAN1 | EAD-FRAN1 | NGESO | NGC | I | EAD-FRAN1 |  |  |  | C | C | 0.0019454 | 0 | -494.144 | 0 | 0 | 0 | 0 | 0 | 0 | 0 | F | F | F | FRANCE | 2019-06-01 |  | F
I_EAD-MOYL1 | Moyle Interconnector C | NGESO | NGC | I | EAD-MOYL1 |  |  |  | C | C | -0.007489 | 0 | -500 | 0 | 0 | 0 | 0 | 0 | 0 | 0 | F | F | T | MOYLE | 2019-06-01 |  | F
I_EAD-NEMO1 | NEMO NG Dem Account | NGESO | NGC | I | EAD-NEMO1 |  |  |  | C | C | 0.0019454 | 0 | -1020 | 0 | 0 | 0 | 0 | 0 | 0 | 0 | F | F | F | NEMOLINK | 2019-06-01 | F | F
I_EAG-BRTN1 | BritNed NG Gen Account | NGESO | NGC | I | EAG-BRTN1 |  |  |  | P | P | 0.0019454 | 1000 | 0 | 0 | 0 | 0 | 0 | 0 | 0 | 0 | F | F | F | BRITNED | 2019-06-01 | F | F
I_EAG-EWIC1 | EWIC NG Gen Account | NGESO | NGC | I | EAG-EWIC1 |  |  |  | P | P | 0.0073777 | 500 | 0 | 0 | 0 | 0 | 0 | 0 | 0 | 0 | F | F | T | EWIC | 2019-06-01 | F | F
I_EAG-FRAN1 | EAG-FRAN1 | NGESO | NGC | I | EAG-FRAN1 |  |  |  | P | P | 0.0019454 | 619.828 | 0 | 0 | 0 | 0 | 0 | 0 | 0 | 0 | F | F | F | FRANCE | 2019-06-01 |  | F
I_EAG-MOYL1 | Moyle Interconnector P | NGESO | NGC | I | EAG-MOYL1 |  |  |  | P | P | -0.007489 | 500 | 0 | 0 | 0 | 0 | 0 | 0 | 0 | 0 | F | F | T | MOYLE | 2019-06-01 |  | F
I_EAG-NEMO1 | NEMO NG Gen Account | NGESO | NGC | I | EAG-NEMO1 |  |  |  | P | P | 0.0019454 | 1046 | 0 | 0 | 0 | 0 | 0 | 0 | 0 | 0 | F | F | F | NEMOLINK | 2019-06-01 | F | F
I_IBD-BPGE1 | BPGM Britned Demand | BP Gas Marketing Limited | BPGAS | I | IBD-BPGE1 |  |  |  | C | C | 0.0019454 | 0 | -1000 | 0 | 0 | 0 | 0 | 0 | 0 | 0 | F | F | T | BRITNED | 2019-06-01 | F | F
I_IBD-BRTN1 | BritNed_Dem | BritNed Development Ltd | BRITNED | I | IBD-BRTN1 |  |  |  | C | C | 0.0019454 | 0 | -1200 | 0 | 0 | 0 | 0 | 0 | 0 | 0 | F | F | T | BRITNED | 2019-06-01 | F | F
I_IBD-CENT1 | CENTRICA BRITNED | Centrica Energy Limited | ACCORD | I | IBD-CENT1 |  |  |  | C | C | 0.0019454 | 0 | -1000 | 0 | 0 | 0 | 0 | 0 | 0 | 0 | F | F | T | BRITNED | 2019-06-01 | F | F
I_IBD-CGML1 | IBD-CGML1 | Citigroup Global Markets Ltd | CGML2007 | I | IBD-CGML1 |  |  |  | C | C | 0.0019454 | 0 | -1000 | 0 | 0 | 0 | 0 | 0 | 0 | 0 | F | F | T | BRITNED | 2019-06-01 | F | F
I_IBD-CNGS1 | CNGS_D_BRITNED | Cenergise Limited | CEGISE | I | IBD-CNGS1 |  |  |  | C | C | 0.0019454 | 0 | -1000 | 0 | 0 | 0 | 0 | 0 | 0 | 0 | F | F | T | BRITNED | 2019-06-01 | F | F
I_IBD-DNGN1 | IBD-DNGN1 | Orsted Salg & Service A/S | DEEM1000 | I | IBD-DNGN1 |  |  |  | C | C | 0.0019454 | 0 | -1000 | 0 | 0 | 0 | 0 | 0 | 0 | 0 | F | F | T | BRITNED | 2019-06-01 | F | F
I_IBD-DSKC1 | DC-BRITNED-C | Danske Commodities A/S | DANSKE | I | IBD-DSKC1 |  |  |  | C | C | 0.0019454 | 0 | -1000 | 0 | 0 | 0 | 0 | 0 | 0 | 0 | F | F | T | BRITNED | 2019-06-01 | F | F
I_IBD-DUFE1 | DXT UK-NL | DXT Commodities SA | DUFENERG | I | IBD-DUFE1 |  |  |  | C | C | 0.0019454 | 0 | -1000 | 0 | 0 | 0 | 0 | 0 | 0 | 0 | F | F | T | BRITNED | 2019-06-01 | F | F
I_IBD-EDFT1 | EDF Trading - BritNed | EDF TRADING LIMITED | EDFT | I | IBD-EDFT1 |  |  |  | C | C | 0.0019454 | 0 | -1000 | 0 | 0 | 0 | 0 | 0 | 0 | 0 | F | F | T | BRITNED | 2019-06-01 | F | F
I_IBD-EDMK1 | Energidk_D | Energi Danmark A/S | ENERGIDK | I | IBD-EDMK1 |  |  |  | C | C | 0.0019454 | 0 | -1400 | 0 | 0 | 0 | 0 | 0 | 0 | 0 | F | F | T | BRITNED | 2019-06-01 | F | F
I_IBD-EGEN1 | ENDEGEUK-NETHER | ENDESA GENERACION SAU | ENDE0871 | I | IBD-EGEN1 |  |  |  | C | C | 0.0019454 | 0 | -200 | 0 | 0 | 0 | 0 | 0 | 0 | 0 | F | F | T | BRITNED | 2019-06-01 | F | F
I_IBD-EGLE1 | AXPO | Axpo Trading AG | EGL | I | IBD-EGLE1 |  |  |  | C | C | 0.0019454 | 0 | -300 | 0 | 0 | 0 | 0 | 0 | 0 | 0 | F | F | T | BRITNED | 2019-06-01 | F | F
I_IBD-ELEE1 | IBD-ELEE1 | Electrabel SA | ELECBEL | I | IBD-ELEE1 |  |  |  | C | C | 0.0019454 | 0 | -1000 | 0 | 0 | 0 | 0 | 0 | 0 | 0 | F | F | T | BRITNED | 2019-06-01 | F | F
I_IBD-ELTR1 | EETL BritNed GBNL BMU | ElectroRoute Energy Trading | ELECTRO | I | IBD-ELTR1 |  |  |  | C | C | 0.0019454 | 0 | -1200 | 0 | 0 | 0 | 0 | 0 | 0 | 0 | F | F | T | BRITNED | 2019-06-01 | F | F
I_IBD-ENEL1 | EnelTradeBritned | Enel Global Trading S.P.A | ENELTRAD | I | IBD-ENEL1 |  |  |  | C | C | 0.0019454 | 0 | -2000 | 0 | 0 | 0 | 0 | 0 | 0 | 0 | F | F | T | BRITNED | 2019-06-01 | F | F
I_IBD-ENET1 | I_IBD-ENET1 | Eneco Energy Trade | ENECOUK | I | IBD-ENET1 |  |  |  | C | C | 0.0019454 | 0 | -250 | 0 | 0 | 0 | 0 | 0 | 0 | 0 | F | F | T | BRITNED | 2019-06-01 | F | F
I_IBD-EOET1 | I_IBD-EOET1 | Uniper Global Commodities SE | EONETRAD | I | IBD-EOET1 |  |  |  | C | C | 0.0019454 | 0 | -500 | 0 | 0 | 0 | 0 | 0 | 0 | 0 | F | F | T | BRITNED | 2019-06-01 | F | F
I_IBD-ERVA1 | EROVA_D_BRTND | Erova Energy Limited | EROVAIRL | I | IBD-ERVA1 |  |  |  | C | C | 0.0019454 | 0 | -500 | 0 | 0 | 0 | 0 | 0 | 0 | 0 | F | F | T | BRITNED | 2019-06-01 | F | F
I_IBD-FPCD1 | IBD-FPCD1 | Freepoint Commodities Europe | FREEPNT | I | IBD-FPCD1 |  |  |  | C | C | 0.0019454 | 0 | -250 | 0 | 0 | 0 | 0 | 0 | 0 | 0 | F | F | T | BRITNED | 2019-06-01 | F | F
I_IBD-GAZP1 | BritNed GM&T Demand | GAZPROM MARKETING & TRADING LD | GAZPROM | I | IBD-GAZP1 |  |  |  | C | C | 0.0019454 | 0 | -1102.29 | 0 | 0 | 0 | 0 | 0 | 0 | 0 | F | F | T | BRITNED | 2019-07-10 | F | F
I_IBD-IBES1 | IBD_BRITNED_DEM | IBERDROLA GENERACION ESPANA | IBEGENES | I | IBD-IBES1 |  |  |  | C | C | 0.0019454 | 0 | -1000 | 0 | 0 | 0 | 0 | 0 | 0 | 0 | F | F | T | BRITNED | 2019-06-01 | F | F
I_IBD-INCM1 | BRITNEDINCOMASC | IN COMMODITIES A/S | INCOMAS | I | IBD-INCM1 |  |  |  | C | C | 0.0019454 | 0 | -150 | 0 | 0 | 0 | 0 | 0 | 0 | 0 | F | F | T | BRITNED | 2019-06-01 | F | F
I_IBD-KCST1 | BN_DEM | KOCH SUPPLY & TRADING SARL | KSARL | I | IBD-KCST1 |  |  |  | C | C | 0.0019454 | 0 | -1000 | 0 | 0 | 0 | 0 | 0 | 0 | 0 | F | F | T | BRITNED | 2019-06-01 | F | F
I_IBD-LTFD1 | LIGHTFLD_BRITNED_FROM_UK | LIGHTFIELD LTD | LIGHTFLD | I | IBD-LTFD1 |  |  |  | C | C | 0.0019454 | 0 | -1000 | 0 | 0 | 0 | 0 | 0 | 0 | 0 | F | F | T | BRITNED | 2019-06-01 | F | F
I_IBD-MCRA1 | IBDMCRA1 | Mercuria Energy Trading SA | METSA | I | IBD-MCRA1 |  |  |  | C | C | 0.0019454 | 0 | 0 | 0 | 0 | 0 | 0 | 0 | 0 | 0 | F | F | T | BRITNED | 2019-06-01 | F | F
I_IBD-MFTE1 | MFT demand | MFT Energy A/S | MFTE | I | IBD-MFTE1 |  |  |  | C | C | 0.0019454 | 0 | -1200 | 0 | 0 | 0 | 0 | 0 | 0 | 0 | F | F | T | BRITNED | 2019-06-01 | F | F
I_IBD-NEAS1 | IBNEASDEM | Centrica Energy Trading A/S | NEAS | I | IBD-NEAS1 |  |  |  | C | C | 0.0019454 | 0 | -2000 | 0 | 0 | 0 | 0 | 0 | 0 | 0 | F | F | T | BRITNED | 2019-06-01 | F | F
I_IBD-NTPL1 | I_IBD-NTPL1 | Northpool BV | NORTHPL | I | IBD-NTPL1 |  |  |  | C | C | 0.0019454 | 0 | -1200 | 0 | 0 | 0 | 0 | 0 | 0 | 0 | F | F | T | BRITNED | 2019-06-01 | F | F
I_IBD-OPMX1 | I_BRITNED_IBD-OPMX1 | Optimax Energy GmbH | OPTIMAX | I | IBD-OPMX1 |  |  |  | C | C | 0.0019454 | 0 | -1000 | 0 | 0 | 0 | 0 | 0 | 0 | 0 | F | F | T | BRITNED | 2019-06-01 | F | F
I_IBD-PTRS1 | PETRIN-IFND | Petroineos Trading Ltd | PETRIN | I | IBD-PTRS1 |  |  |  | C | C | 0.0019454 | 0 | -1000 | 0 | 0 | 0 | 0 | 0 | 0 | 0 | F | F | T | BRITNED | 2019-06-01 | F | F
I_IBD-PWMR1 | BRITNED EXPORT | PowerMart ApS | POMA | I | IBD-PWMR1 |  |  |  | C | C | 0.0019454 | 0 | -1000 | 0 | 0 | 0 | 0 | 0 | 0 | 0 | F | F | T | BRITNED | 2019-06-01 | F | F
I_IBD-RWES1 | RWE GB NL Export | RWE Supply and Trading GmbH | RWE | I | IBD-RWES1 |  |  |  | C | C | 0.0019454 | 0 | -1000 | 0 | 0 | 0 | 0 | 0 | 0 | 0 | F | F | T | BRITNED | 2019-06-01 | F | F
I_IBD-SETL1 | SEEL BRITNED EXPORT | Shell Energy Europe Limited | SHELL2 | I | IBD-SETL1 |  |  |  | C | C | 0.0019454 | 0 | -1000 | 0 | 0 | 0 | 0 | 0 | 0 | 0 | F | F | T | BRITNED | 2019-06-01 | F | F
I_IBD-STAT1 | STATKRAFT BRITNED EXPORT | Statkraft Markets Gmbh | STATKRA1 | I | IBD-STAT1 |  |  |  | C | C | 0.0019454 | 0 | -1000 | 0 | 0 | 0 | 0 | 0 | 0 | 0 | F | F | T | BRITNED | 2019-06-01 | F | F
I_IBD-TGPL1 | IBD-TGPL1 | Total Gas & Power Ltd | TFEGP | I | IBD-TGPL1 |  |  |  | C | C | 0.0019454 | 0 | -1000 | 0 | 0 | 0 | 0 | 0 | 0 | 0 | F | F | T | BRITNED | 2019-06-01 | F | F
I_IBD-TRLS1 | BRIT_TRL_C | Trailstone GMBH | TRAILST0 | I | IBD-TRLS1 |  |  |  | C | C | 0.0019454 | 0 | -2000 | 0 | 0 | 0 | 0 | 0 | 0 | 0 | F | F | T | BRITNED | 2019-06-01 | F | F
I_IBD-VETR1 | IBD-VETR1 | Vattenfall Energy Trading | VTS | I | IBD-VETR1 |  |  |  | C | C | 0.0019454 | 0 | -1000 | 0 | 0 | 0 | 0 | 0 | 0 | 0 | F | F | T | BRITNED | 2019-06-01 | F | F
I_IBD-VSAL1 | I_IBD-VSAL1 | VITOL SA | VITOLSA | I | IBD-VSAL1 |  |  |  | C | C | 0.0019454 | 0 | -1000 | 0 | 0 | 0 | 0 | 0 | 0 | 0 | F | F | T | BRITNED | 2019-06-01 | F | F
I_IBG-BPGE1 | BPGM Britned Generation | BP Gas Marketing Limited | BPGAS | I | IBG-BPGE1 |  |  |  | P | P | 0.0019454 | 1000 | 0 | 0 | 0 | 0 | 0 | 0 | 0 | 0 | F | F | T | BRITNED | 2019-06-01 | F | F
I_IBG-BRTN1 | BritNed_Gen | BritNed Development Ltd | BRITNED | I | IBG-BRTN1 |  |  |  | P | P | 0.0019454 | 1200 | 0 | 0 | 0 | 0 | 0 | 0 | 0 | 0 | F | F | T | BRITNED | 2019-06-01 | F | F
I_IBG-CENT1 | CENTRICA BRITNED | Centrica Energy Limited | ACCORD | I | IBG-CENT1 |  |  |  | P | P | 0.0019454 | 1000 | 0 | 0 | 0 | 0 | 0 | 0 | 0 | 0 | F | F | T | BRITNED | 2019-06-01 | F | F
I_IBG-CGML1 | IBG-CGML1 | Citigroup Global Markets Ltd | CGML2007 | I | IBG-CGML1 |  |  |  | P | P | 0.0019454 | 1000 | 0 | 0 | 0 | 0 | 0 | 0 | 0 | 0 | F | F | T | BRITNED | 2019-06-01 | F | F
I_IBG-CNGS1 | CNGS_G_BRITNED | Cenergise Limited | CEGISE | I | IBG-CNGS1 |  |  |  | P | P | 0.0019454 | 1000 | 0 | 0 | 0 | 0 | 0 | 0 | 0 | 0 | F | F | T | BRITNED | 2019-06-01 | F | F
I_IBG-DNGN1 | IBG-DNGN1 | Orsted Salg & Service A/S | DEEM1000 | I | IBG-DNGN1 |  |  |  | P | P | 0.0019454 | 1000 | 0 | 0 | 0 | 0 | 0 | 0 | 0 | 0 | F | F | T | BRITNED | 2019-06-01 | F | F
I_IBG-DSKC1 | DC-BRITNED-P | Danske Commodities A/S | DANSKE | I | IBG-DSKC1 |  |  |  | P | P | 0.0019454 | 1000 | 0 | 0 | 0 | 0 | 0 | 0 | 0 | 0 | F | F | T | BRITNED | 2019-06-01 | F | F
I_IBG-DUFE1 | DXT NL-UK | DXT Commodities SA | DUFENERG | I | IBG-DUFE1 |  |  |  | P | P | 0.0019454 | 1000 | 0 | 0 | 0 | 0 | 0 | 0 | 0 | 0 | F | F | T | BRITNED | 2019-06-01 | F | F
I_IBG-EDFT1 | EDF Trading - BritNed | EDF TRADING LIMITED | EDFT | I | IBG-EDFT1 |  |  |  | P | P | 0.0019454 | 1000 | 0 | 0 | 0 | 0 | 0 | 0 | 0 | 0 | F | F | T | BRITNED | 2019-06-01 | F | F
I_IBG-EDMK1 | Energidk_G | Energi Danmark A/S | ENERGIDK | I | IBG-EDMK1 |  |  |  | P | P | 0.0019454 | 1400 | 0 | 0 | 0 | 0 | 0 | 0 | 0 | 0 | F | F | T | BRITNED | 2019-06-01 | F | F
I_IBG-EGEN1 | ENDEGENETHER-UK | ENDESA GENERACION SAU | ENDE0871 | I | IBG-EGEN1 |  |  |  | P | P | 0.0019454 | 200 | 0 | 0 | 0 | 0 | 0 | 0 | 0 | 0 | F | F | T | BRITNED | 2019-06-01 | F | F
I_IBG-EGLE1 | AXPO | Axpo Trading AG | EGL | I | IBG-EGLE1 |  |  |  | P | P | 0.0019454 | 300 | 0 | 0 | 0 | 0 | 0 | 0 | 0 | 0 | F | F | T | BRITNED | 2019-06-01 | F | F
I_IBG-ELEE1 | IBG-ELEE1 | Electrabel SA | ELECBEL | I | IBG-ELEE1 |  |  |  | P | P | 0.0019454 | 1000 | 0 | 0 | 0 | 0 | 0 | 0 | 0 | 0 | F | F | T | BRITNED | 2019-06-01 | F | F
I_IBG-ELTR1 | EETL BritNed NLGB BMU | ElectroRoute Energy Trading | ELECTRO | I | IBG-ELTR1 |  |  |  | P | P | 0.0019454 | 1200 | 0 | 0 | 0 | 0 | 0 | 0 | 0 | 0 | F | F | T | BRITNED | 2019-06-01 | F | F
I_IBG-ENEL1 | EnelTradeBritned | Enel Global Trading S.P.A | ENELTRAD | I | IBG-ENEL1 |  |  |  | P | P | 0.0019454 | 2000 | 0 | 0 | 0 | 0 | 0 | 0 | 0 | 0 | F | F | T | BRITNED | 2019-06-01 | F | F
I_IBG-ENET1 | I_IBG-ENET1 | Eneco Energy Trade | ENECOUK | I | IBG-ENET1 |  |  |  | P | P | 0.0019454 | 250 | 0 | 0 | 0 | 0 | 0 | 0 | 0 | 0 | F | F | T | BRITNED | 2019-06-01 | F | F
I_IBG-EOET1 | I_IBG-EOET1 | Uniper Global Commodities SE | EONETRAD | I | IBG-EOET1 |  |  |  | P | P | 0.0019454 | 500 | 0 | 0 | 0 | 0 | 0 | 0 | 0 | 0 | F | F | T | BRITNED | 2019-06-01 | F | F
I_IBG-ERVA1 | EROVA_G_BRTND | Erova Energy Limited | EROVAIRL | I | IBG-ERVA1 |  |  |  | P | P | 0.0019454 | 500 | 0 | 0 | 0 | 0 | 0 | 0 | 0 | 0 | F | F | T | BRITNED | 2019-06-01 | F | F
I_IBG-FPCD1 | IBG-FPCD1 | Freepoint Commodities Europe | FREEPNT | I | IBG-FPCD1 |  |  |  | P | P | 0.0019454 | 250 | 0 | 0 | 0 | 0 | 0 | 0 | 0 | 0 | F | F | T | BRITNED | 2019-06-01 | F | F
I_IBG-GAZP1 | BritNed GM&T Generation | GAZPROM MARKETING & TRADING LD | GAZPROM | I | IBG-GAZP1 |  |  |  | P | P | 0.0019454 | 2000 | 0 | 0 | 0 | 0 | 0 | 0 | 0 | 0 | F | F | T | BRITNED | 2019-06-01 | F | F
I_IBG-IBES1 | IBG_BRITNED_GEN | IBERDROLA GENERACION ESPANA | IBEGENES | I | IBG-IBES1 |  |  |  | P | P | 0.0019454 | 1000 | 0 | 0 | 0 | 0 | 0 | 0 | 0 | 0 | F | F | T | BRITNED | 2019-06-01 | F | F
I_IBG-INCM1 | BRITNEDINCOMASP | IN COMMODITIES A/S | INCOMAS | I | IBG-INCM1 |  |  |  | P | P | 0.0019454 | 150 | 0 | 0 | 0 | 0 | 0 | 0 | 0 | 0 | F | F | T | BRITNED | 2019-06-01 | F | F
I_IBG-KCST1 | BN_GEN | KOCH SUPPLY & TRADING SARL | KSARL | I | IBG-KCST1 |  |  |  | P | P | 0.0019454 | 1000 | 0 | 0 | 0 | 0 | 0 | 0 | 0 | 0 | F | F | T | BRITNED | 2019-06-01 | F | F
I_IBG-LTFD1 | LIGHTFLD_BRITNED_INTO_UK | LIGHTFIELD LTD | LIGHTFLD | I | IBG-LTFD1 |  |  |  | P | P | 0.0019454 | 1000 | 0 | 0 | 0 | 0 | 0 | 0 | 0 | 0 | F | F | T | BRITNED | 2019-06-01 | F | F
I_IBG-MCRA1 | IBGMCRA1 | Mercuria Energy Trading SA | METSA | I | IBG-MCRA1 |  |  |  | P | P | 0.0019454 | 1000 | 0 | 0 | 0 | 0 | 0 | 0 | 0 | 0 | F | F | T | BRITNED | 2019-06-01 | F | F
I_IBG-MFTE1 | MFT generation | MFT Energy A/S | MFTE | I | IBG-MFTE1 |  |  |  | P | P | 0.0019454 | 1200 | 0 | 0 | 0 | 0 | 0 | 0 | 0 | 0 | F | F | T | BRITNED | 2019-06-01 | F | F
I_IBG-NEAS1 | IBNEASGEN | Centrica Energy Trading A/S | NEAS | I | IBG-NEAS1 |  |  |  | P | P | 0.0019454 | 2000 | 0 | 0 | 0 | 0 | 0 | 0 | 0 | 0 | F | F | T | BRITNED | 2019-06-01 | F | F
I_IBG-NTPL1 | I_IBG-NTPL1 | Northpool BV | NORTHPL | I | IBG-NTPL1 |  |  |  | P | P | 0.0019454 | 1200 | 0 | 0 | 0 | 0 | 0 | 0 | 0 | 0 | F | F | T | BRITNED | 2019-06-01 | F | F
I_IBG-OPMX1 | I_BRITNED_IBG-OPMX1 | Optimax Energy GmbH | OPTIMAX | I | IBG-OPMX1 |  |  |  | P | P | 0.0019454 | 1000 | 0 | 0 | 0 | 0 | 0 | 0 | 0 | 0 | F | F | T | BRITNED | 2019-06-01 | F | F
I_IBG-PTRS1 | PETRIN-IFNG | Petroineos Trading Ltd | PETRIN | I | IBG-PTRS1 |  |  |  | P | P | 0.0019454 | 1000 | 0 | 0 | 0 | 0 | 0 | 0 | 0 | 0 | F | F | T | BRITNED | 2019-06-01 | F | F
I_IBG-PWMR1 | BRITNED IMPORT | PowerMart ApS | POMA | I | IBG-PWMR1 |  |  |  | P | P | 0.0019454 | 1000 | 0 | 0 | 0 | 0 | 0 | 0 | 0 | 0 | F | F | T | BRITNED | 2019-06-01 | F | F
I_IBG-RWES1 | RWE NL GB Import | RWE Supply and Trading GmbH | RWE | I | IBG-RWES1 |  |  |  | P | P | 0.0019454 | 1000 | 0 | 0 | 0 | 0 | 0 | 0 | 0 | 0 | F | F | T | BRITNED | 2019-06-01 | F | F
I_IBG-SETL1 | SEEL BRITNED IMPORT | Shell Energy Europe Limited | SHELL2 | I | IBG-SETL1 |  |  |  | P | P | 0.0019454 | 1000 | 0 | 0 | 0 | 0 | 0 | 0 | 0 | 0 | F | F | T | BRITNED | 2019-06-01 | F | F
I_IBG-STAT1 | STATKRAFT BRITNED IMPORT | Statkraft Markets Gmbh | STATKRA1 | I | IBG-STAT1 |  |  |  | P | P | 0.0019454 | 1000 | 0 | 0 | 0 | 0 | 0 | 0 | 0 | 0 | F | F | T | BRITNED | 2019-06-01 | F | F
I_IBG-TGPL1 | IBG-TGPL1 | Total Gas & Power Ltd | TFEGP | I | IBG-TGPL1 |  |  |  | P | P | 0.0019454 | 1000 | 0 | 0 | 0 | 0 | 0 | 0 | 0 | 0 | F | F | T | BRITNED | 2019-06-01 |  | F
I_IBG-TRLS1 | BRIT_TRL_G | Trailstone GMBH | TRAILST0 | I | IBG-TRLS1 |  |  |  | P | P | 0.0019454 | 2000 | 0 | 0 | 0 | 0 | 0 | 0 | 0 | 0 | F | F | T | BRITNED | 2019-06-01 | F | F
I_IBG-VETR1 | IBG-VETR1 | Vattenfall Energy Trading | VTS | I | IBG-VETR1 |  |  |  | P | P | 0.0019454 | 1000 | 0 | 0 | 0 | 0 | 0 | 0 | 0 | 0 | F | F | T | BRITNED | 2019-06-01 | F | F
I_IBG-VSAL1 | I_IBG-VSAL1 | VITOL SA | VITOLSA | I | IBG-VSAL1 |  |  |  | P | P | 0.0019454 | 1000 | 0 | 0 | 0 | 0 | 0 | 0 | 0 | 0 | F | F | T | BRITNED | 2019-06-01 | F | F
I_IED-EWIC1 | IED_EWIC1 | Eirgrid PLC | ERGRDPLC | I | IED-EWIC1 |  |  |  | C | C | 0.0073777 | 0 | -571.78 | 0 | 0 | 0 | 0 | 0 | 0 | 0 | F | F | T | EWIC | 2019-07-03 | F | F
I_IED-FRAN1 | IED-FRAN1 | Nat Grid Interconnectors Ltd | NGIFA | I | IED-FRAN1 |  |  |  | C | C | 0.0019454 | 0 | -990.178 | 0 | 0 | 0 | 0 | 0 | 0 | 0 | F | F | F | FRANCE | 2019-06-01 |  | F
I_IED-MOYL1 | IED-MOYL1 | SONI Ltd | SONILTD | I | IED-MOYL1 |  |  |  | C | C | -0.007489 | 0 | -542.05 | 0 | 0 | 0 | 0 | 0 | 0 | 0 | F | F | T | MOYLE | 2019-07-03 |  | F
I_IEG-EWIC1 | IEG_EWIC1 | Eirgrid PLC | ERGRDPLC | I | IEG-EWIC1 |  |  |  | P | P | 0.0073777 | 530.91 | 0 | 0 | 0 | 0 | 0 | 0 | 0 | 0 | F | F | T | EWIC | 2019-06-01 | F | F
I_IEG-FRAN1 | IEG-FRAN1 | Nat Grid Interconnectors Ltd | NGIFA | I | IEG-FRAN1 |  |  |  | P | P | 0.0019454 | 340.099 | 0 | 0 | 0 | 0 | 0 | 0 | 0 | 0 | F | F | F | FRANCE | 2019-06-01 |  | F
I_IEG-MOYL1 | IEG-MOYL1 | SONI Ltd | SONILTD | I | IEG-MOYL1 |  |  |  | P | P | -0.007489 | 396.6 | 0 | 0 | 0 | 0 | 0 | 0 | 0 | 0 | F | F | T | MOYLE | 2019-06-01 |  | F
I_IFD-ACCE1 | ACC INTERCON | Centrica Energy Limited | ACCORD | I | IFD-ACCE1 |  |  |  | C | C | 0.0019454 | 0 | -2000 | 0 | 0 | 0 | 0 | 0 | 0 | 0 | F | F | T | FRANCE | 2019-06-01 |  | F
I_IFD-ARON1 | IFD-ARON1 | J.Aron & Company | JARON | I | IFD-ARON1 |  |  |  | C | C | 0.0019454 | 0 | -2000 | 0 | 0 | 0 | 0 | 0 | 0 | 0 | F | F | T | FRANCE | 2019-06-01 |  | F
I_IFD-BKWE1 | IFD-BKWE1 | BKW Energie AG | BKW | I | IFD-BKWE1 |  |  |  | C | C | 0.0019454 | 0 | -200 | 0 | 0 | 0 | 0 | 0 | 0 | 0 | F | F | T | FRANCE | 2019-06-01 |  | F
I_IFD-BNPS1 | BNP Paribas UK Export | BNP Paribas | BNPP | I | IFD-BNPS1 |  |  |  | C | C | 0.0019454 | 0 | 0 | 0 | 0 | 0 | 0 | 0 | 0 | 0 | F | F | T | FRANCE | 2019-06-01 | F | F
I_IFD-BPGE1 | I_IFD-BPGE1 | BP Gas Marketing Limited | BPGAS | I | IFD-BPGE1 |  |  |  | C | C | 0.0019454 | 0 | -2000 | 0 | 0 | 0 | 0 | 0 | 0 | 0 | F | F | T | FRANCE | 2019-06-01 |  | F
I_IFD-CBST1 | Cobblestone Energy Ltd | Cobblestone Energy | CBBLESTN | I | IFD-CBST1 |  |  |  | C | C | 0.0019454 | 0 | -2000 | 0 | 0 | 0 | 0 | 0 | 0 | 0 | F | F | T | FRANCE | 2019-06-01 | F | F
I_IFD-CGML1 | CGMLDEM | Citigroup Global Markets Ltd | CGML2007 | I | IFD-CGML1 |  |  |  | C | C | 0.0019454 | 0 | 0 | 0 | 0 | 0 | 0 | 0 | 0 | 0 | F | F | T | FRANCE | 2019-06-01 | F | F
I_IFD-CNGS1 | CNGS_D_IFA | Cenergise Limited | CEGISE | I | IFD-CNGS1 |  |  |  | C | C | 0.0019454 | 0 | -2000 | 0 | 0 | 0 | 0 | 0 | 0 | 0 | F | F | T | FRANCE | 2019-06-01 | F | F
I_IFD-CNRE1 | I_IFD-CNRE1 | Compagnie Nationale du Rhone | CNRP | I | IFD-CNRE1 |  |  |  | C | C | 0.0019454 | 0 | -500 | 0 | 0 | 0 | 0 | 0 | 0 | 0 | F | F | T | FRANCE | 2019-06-01 | F | F
I_IFD-DNGN1 | IFD-DNGN1 | Orsted Salg & Service A/S | DEEM1000 | I | IFD-DNGN1 |  |  |  | C | C | 0.0019454 | 0 | -2000 | 0 | 0 | 0 | 0 | 0 | 0 | 0 | F | F | T | FRANCE | 2019-06-01 | F | F
I_IFD-DSKC1 | DANSKEDE | Danske Commodities A/S | DANSKE | I | IFD-DSKC1 |  |  |  | C | C | 0.0019454 | 0 | -2000 | 0 | 0 | 0 | 0 | 0 | 0 | 0 | F | F | T | FRANCE | 2019-06-01 | F | F
I_IFD-DUFE1 | DUFENERGY UK - FR | DXT Commodities SA | DUFENERG | I | IFD-DUFE1 |  |  |  | C | C | 0.0019454 | 0 | -1000 | 0 | 0 | 0 | 0 | 0 | 0 | 0 | F | F | T | FRANCE | 2019-06-01 | F | F
I_IFD-ECCA1 | ECC-XB-CONSUMPTION | ECC AG | ECC | I | IFD-ECCA1 |  |  |  | C | C | 0.0019454 | 0 | -2000 | 0 | 0 | 0 | 0 | 0 | 0 | 0 | F | F | T | FRANCE | 2019-06-01 | F | F
I_IFD-EDFT1 | EDFTD | EDF TRADING LIMITED | EDFT | I | IFD-EDFT1 |  |  |  | C | C | 0.0019454 | 0 | -4000 | 0 | 0 | 0 | 0 | 0 | 0 | 0 | F | F | T | FRANCE | 2019-06-01 |  | F
I_IFD-EDMK1 | Energidk_D | Energi Danmark A/S | ENERGIDK | I | IFD-EDMK1 |  |  |  | C | C | 0.0019454 | 0 | -1000 | 0 | 0 | 0 | 0 | 0 | 0 | 0 | F | F | T | FRANCE | 2019-06-01 | F | F
I_IFD-EGEN1 | ENDEGENG-RTE | ENDESA GENERACION SAU | ENDE0871 | I | IFD-EGEN1 |  |  |  | C | C | 0.0019454 | 0 | -200 | 0 | 0 | 0 | 0 | 0 | 0 | 0 | F | F | T | FRANCE | 2019-06-01 | F | F
I_IFD-EGLE1 | EGL Consumption | Axpo Trading AG | EGL | I | IFD-EGLE1 |  |  |  | C | C | 0.0019454 | 0 | -500 | 0 | 0 | 0 | 0 | 0 | 0 | 0 | F | F | T | FRANCE | 2019-06-01 |  | F
I_IFD-ELEE1 | DELECBEL | Electrabel SA | ELECBEL | I | IFD-ELEE1 |  |  |  | C | C | 0.0019454 | 0 | -300 | 0 | 0 | 0 | 0 | 0 | 0 | 0 | F | F | T | FRANCE | 2019-06-01 |  | F
I_IFD-ELTR1 | EETL IFA GBFR BMU | ElectroRoute Energy Trading | ELECTRO | I | IFD-ELTR1 |  |  |  | C | C | 0.0019454 | 0 | -2000 | 0 | 0 | 0 | 0 | 0 | 0 | 0 | F | F | T | FRANCE | 2019-06-01 | F | F
I_IFD-ENEL1 | EnelTradeIFA | Enel Global Trading S.P.A | ENELTRAD | I | IFD-ENEL1 |  |  |  | C | C | 0.0019454 | 0 | -1000 | 0 | 0 | 0 | 0 | 0 | 0 | 0 | F | F | T | FRANCE | 2019-06-01 | F | F
I_IFD-ENET1 | I_IFD-ENET1 | Eneco Energy Trade | ENECOUK | I | IFD-ENET1 |  |  |  | C | C | 0.0019454 | 0 | -50 | 0 | 0 | 0 | 0 | 0 | 0 | 0 | F | F | T | FRANCE | 2019-06-01 | F | F
I_IFD-ENVM1 | ENERVMDEM | Energya VM Gestion De Energia | ENERVM | I | IFD-ENVM1 |  |  |  | C | C | 0.0019454 | 0 | -2000 | 0 | 0 | 0 | 0 | 0 | 0 | 0 | F | F | T | FRANCE | 2019-06-01 | F | F
I_IFD-EOET1 | IFD-EOET1 | Uniper Global Commodities SE | EONETRAD | I | IFD-EOET1 |  |  |  | C | C | 0.0019454 | 0 | -510 | 0 | 0 | 0 | 0 | 0 | 0 | 0 | F | F | T | FRANCE | 2019-06-01 |  | F
I_IFD-ERVA1 | EROVA_D_IFA | Erova Energy Limited | EROVAIRL | I | IFD-ERVA1 |  |  |  | C | C | 0.0019454 | 0 | -500 | 0 | 0 | 0 | 0 | 0 | 0 | 0 | F | F | T | FRANCE | 2019-06-01 | F | F
I_IFD-FPCD1 | IFD-FPCD1 | Freepoint Commodities Europe | FREEPNT | I | IFD-FPCD1 |  |  |  | C | C | 0.0019454 | 0 | -150 | 0 | 0 | 0 | 0 | 0 | 0 | 0 | F | F | T | FRANCE | 2019-06-01 | F | F
I_IFD-GASE1 | IFA_C | GDF SUEZ Trading | GASELYS | I | IFD-GASE1 |  |  |  | C | C | 0.0019454 | 0 | -500 | 0 | 0 | 0 | 0 | 0 | 0 | 0 | F | F | T | FRANCE | 2019-06-01 |  | F
I_IFD-GAZP1 | GAZPROMD | GAZPROM MARKETING & TRADING LD | GAZPROM | I | IFD-GAZP1 |  |  |  | C | C | 0.0019454 | 0 | -1067.344 | 0 | 0 | 0 | 0 | 0 | 0 | 0 | F | F | T | FRANCE | 2019-07-10 |  | F
I_IFD-GDFE1 | GDFE | ENGIE Power Limited | RWETDL | I | IFD-GDFE1 |  |  |  | C | C | 0.0019454 | 0 | -100 | 0 | 0 | 0 | 0 | 0 | 0 | 0 | F | F | T | FRANCE | 2019-06-01 |  | F
I_IFD-IBES1 | IFD_FRANCE_DEM | IBERDROLA GENERACION ESPANA | IBEGENES | I | IFD-IBES1 |  |  |  | C | C | 0.0019454 | 0 | -1000 | 0 | 0 | 0 | 0 | 0 | 0 | 0 | F | F | T | FRANCE | 2019-06-01 | F | F
I_IFD-INCM1 | IFAINCOMASC | IN COMMODITIES A/S | INCOMAS | I | IFD-INCM1 |  |  |  | C | C | 0.0019454 | 0 | -150 | 0 | 0 | 0 | 0 | 0 | 0 | 0 | F | F | T | FRANCE | 2019-06-01 | F | F
I_IFD-KCST1 | IFA_DEM | KOCH SUPPLY & TRADING SARL | KSARL | I | IFD-KCST1 |  |  |  | C | C | 0.0019454 | 0 | -2000 | 0 | 0 | 0 | 0 | 0 | 0 | 0 | F | F | T | FRANCE | 2019-06-01 | F | F
I_IFD-LTFD1 | LIGHTFLD_IFA_FROM_UK | LIGHTFIELD LTD | LIGHTFLD | I | IFD-LTFD1 |  |  |  | C | C | 0.0019454 | 0 | -1000 | 0 | 0 | 0 | 0 | 0 | 0 | 0 | F | F | T | FRANCE | 2019-06-01 | F | F
I_IFD-MCRA1 | IFDMCRA1 | Mercuria Energy Trading SA | METSA | I | IFD-MCRA1 |  |  |  | C | C | 0.0019454 | 0 | 0 | 0 | 0 | 0 | 0 | 0 | 0 | 0 | F | F | T | FRANCE | 2019-06-01 | F | F
I_IFD-MFTE1 | MFT_EXP | MFT Energy A/S | MFTE | I | IFD-MFTE1 |  |  |  | C | C | 0.0019454 | 0 | -1000 | 0 | 0 | 0 | 0 | 0 | 0 | 0 | F | F | T | FRANCE | 2019-06-01 | F | F
I_IFD-NEAS1 | IFANEASDEM | Centrica Energy Trading A/S | NEAS | I | IFD-NEAS1 |  |  |  | C | C | 0.0019454 | 0 | -4000 | 0 | 0 | 0 | 0 | 0 | 0 | 0 | F | F | T | FRANCE | 2019-06-01 | F | F
I_IFD-NSDQ1 | NOMX_IFD | European Market Coupling | NORDPOOL | I | IFD-NSDQ1 |  |  |  | C | C | 0.0019454 | 0 | -2000 | 0 | 0 | 0 | 0 | 0 | 0 | 0 | F | F | T | FRANCE | 2019-06-01 | F | F
I_IFD-NTPL1 | I_IFD-NTPL1 | Northpool BV | NORTHPL | I | IFD-NTPL1 |  |  |  | C | C | 0.0019454 | 0 | -2000 | 0 | 0 | 0 | 0 | 0 | 0 | 0 | F | F | T | FRANCE | 2019-06-01 | F | F
I_IFD-OPMX1 | I_IFD-OPMX1 | Optimax Energy GmbH | OPTIMAX | I | IFD-OPMX1 |  |  |  | C | C | 0.0019454 | 0 | -200 | 0 | 0 | 0 | 0 | 0 | 0 | 0 | F | F | T | FRANCE | 2019-06-01 | F | F
I_IFD-PTRS1 | PETRIN-IFDD | Petroineos Trading Ltd | PETRIN | I | IFD-PTRS1 |  |  |  | C | C | 0.0019454 | 0 | -2000 | 0 | 0 | 0 | 0 | 0 | 0 | 0 | F | F | T | FRANCE | 2019-06-01 | F | F
I_IFD-PWMR1 | IFA EXPORT | PowerMart ApS | POMA | I | IFD-PWMR1 |  |  |  | C | C | 0.0019454 | 0 | -1000 | 0 | 0 | 0 | 0 | 0 | 0 | 0 | F | F | T | FRANCE | 2019-06-01 | F | F
I_IFD-RWES1 | RWEST IFA Export | RWE Supply and Trading GmbH | RWE | I | IFD-RWES1 |  |  |  | C | C | 0.0019454 | 0 | -2000 | 0 | 0 | 0 | 0 | 0 | 0 | 0 | F | F | T | FRANCE | 2019-06-01 | F | F
I_IFD-SETL1 | CONSUMPTION BMU | Shell Energy Europe Limited | SHELL2 | I | IFD-SETL1 |  |  |  | C | C | 0.0019454 | 0 | -2000 | 0 | 0 | 0 | 0 | 0 | 0 | 0 | F | F | T | FRANCE | 2019-06-01 |  | F
I_IFD-SPEM1 | IFD-SPEM1 | SP Energy Management Ltd | SPOWER02 | I | IFD-SPEM1 |  |  |  | C | C | 0.0019454 | 0 | -2000 | 0 | 0 | 0 | 0 | 0 | 0 | 0 | F | F | T | FRANCE | 2019-06-01 |  | F
I_IFD-STAT1 | STATKRAFT_UK_FRANCE EXPORT | Statkraft Markets Gmbh | STATKRA1 | I | IFD-STAT1 |  |  |  | C | C | 0.0019454 | 0 | -400 | 0 | 0 | 0 | 0 | 0 | 0 | 0 | F | F | T | FRANCE | 2019-06-01 |  | F
I_IFD-TFEE1 | D-TFEE | Total Gas & Power Ltd | TFEGP | I | IFD-TFEE1 |  |  |  | C | C | 0.0019454 | 0 | -2000 | 0 | 0 | 0 | 0 | 0 | 0 | 0 | F | F | T | FRANCE | 2019-06-01 |  | F
I_IFD-TRLS1 | IFA_TRL_C | Trailstone GMBH | TRAILST0 | I | IFD-TRLS1 |  |  |  | C | C | 0.0019454 | 0 | -4000 | 0 | 0 | 0 | 0 | 0 | 0 | 0 | F | F | T | FRANCE | 2019-06-01 | F | F
I_IFD-VSAL1 | FPNC | VITOL SA | VITOLSA | I | IFD-VSAL1 |  |  |  | C | C | 0.0019454 | 0 | -500 | 0 | 0 | 0 | 0 | 0 | 0 | 0 | F | F | T | FRANCE | 2019-06-01 |  | F
I_IFD-VTFS1 | IFD-VTFS1 | Vattenfall Energy Trading | VTS | I | IFD-VTFS1 |  |  |  | C | C | 0.0019454 | 0 | -2000 | 0 | 0 | 0 | 0 | 0 | 0 | 0 | F | F | T | FRANCE | 2019-06-01 |  | F
I_IFD-XNON1 | XENON-IFA-C | XENON CAPITAL MARKETS LTD | XENON | I | IFD-XNON1 |  |  |  | C | C | 0.0019454 | 0 | -2000 | 0 | 0 | 0 | 0 | 0 | 0 | 0 | F | F | T | FRANCE | 2019-06-01 | F | F
I_IFG-ACCE1 | ACC INTERCON | Centrica Energy Limited | ACCORD | I | IFG-ACCE1 |  |  |  | P | P | 0.0019454 | 2000 | 0 | 0 | 0 | 0 | 0 | 0 | 0 | 0 | F | F | T | FRANCE | 2019-06-01 |  | F
I_IFG-ARON1 | IFG-ARON1 | J.Aron & Company | JARON | I | IFG-ARON1 |  |  |  | P | P | 0.0019454 | 2000 | 0 | 0 | 0 | 0 | 0 | 0 | 0 | 0 | F | F | T | FRANCE | 2019-06-01 |  | F
I_IFG-BKWE1 | IFG-BKWE1 | BKW Energie AG | BKW | I | IFG-BKWE1 |  |  |  | P | P | 0.0019454 | 1500 | 0 | 0 | 0 | 0 | 0 | 0 | 0 | 0 | F | F | T | FRANCE | 2019-06-01 |  | F
I_IFG-BNPS1 | BNP Paribas UK Import | BNP Paribas | BNPP | I | IFG-BNPS1 |  |  |  | P | P | 0.0019454 | 2000 | 0 | 0 | 0 | 0 | 0 | 0 | 0 | 0 | F | F | T | FRANCE | 2019-06-01 | F | F
I_IFG-BPGE1 | I_IFG-BPGE1 | BP Gas Marketing Limited | BPGAS | I | IFG-BPGE1 |  |  |  | P | P | 0.0019454 | 2000 | 0 | 0 | 0 | 0 | 0 | 0 | 0 | 0 | F | F | T | FRANCE | 2019-06-01 |  | F
I_IFG-CBST1 | Cobblestone Energy Ltd | Cobblestone Energy | CBBLESTN | I | IFG-CBST1 |  |  |  | P | P | 0.0019454 | 2000 | 0 | 0 | 0 | 0 | 0 | 0 | 0 | 0 | F | F | T | FRANCE | 2019-06-01 | F | F
I_IFG-CGML1 | CGMLGEN | Citigroup Global Markets Ltd | CGML2007 | I | IFG-CGML1 |  |  |  | P | P | 0.0019454 | 2000 | 0 | 0 | 0 | 0 | 0 | 0 | 0 | 0 | F | F | T | FRANCE | 2019-06-01 | F | F
I_IFG-CNGS1 | CNGS_G_IFA | Cenergise Limited | CEGISE | I | IFG-CNGS1 |  |  |  | P | P | 0.0019454 | 2000 | 0 | 0 | 0 | 0 | 0 | 0 | 0 | 0 | F | F | T | FRANCE | 2019-06-01 | F | F
I_IFG-CNRE1 | I_IFG-CNRE1 | Compagnie Nationale du Rhone | CNRP | I | IFG-CNRE1 |  |  |  | P | P | 0.0019454 | 500 | 0 | 0 | 0 | 0 | 0 | 0 | 0 | 0 | F | F | T | FRANCE | 2019-06-01 | F | F
I_IFG-DNGN1 | IFG-DNGN1 | Orsted Salg & Service A/S | DEEM1000 | I | IFG-DNGN1 |  |  |  | P | P | 0.0019454 | 2000 | 0 | 0 | 0 | 0 | 0 | 0 | 0 | 0 | F | F | T | FRANCE | 2019-06-01 | F | F
I_IFG-DSKC1 | DANSKEGE | Danske Commodities A/S | DANSKE | I | IFG-DSKC1 |  |  |  | P | P | 0.0019454 | 2000 | 0 | 0 | 0 | 0 | 0 | 0 | 0 | 0 | F | F | T | FRANCE | 2019-06-01 | F | F
I_IFG-DUFE1 | DUFENERGY FR - UK | DXT Commodities SA | DUFENERG | I | IFG-DUFE1 |  |  |  | P | P | 0.0019454 | 1000 | 0 | 0 | 0 | 0 | 0 | 0 | 0 | 0 | F | F | T | FRANCE | 2019-06-01 | F | F
I_IFG-ECCA1 | ECC-XB-PRODUCTION | ECC AG | ECC | I | IFG-ECCA1 |  |  |  | P | P | 0.0019454 | 3000 | 0 | 0 | 0 | 0 | 0 | 0 | 0 | 0 | F | F | T | FRANCE | 2019-06-01 | F | F
I_IFG-EDFT1 | EDFTG | EDF TRADING LIMITED | EDFT | I | IFG-EDFT1 |  |  |  | P | P | 0.0019454 | 4000 | 0 | 0 | 0 | 0 | 0 | 0 | 0 | 0 | F | F | T | FRANCE | 2019-06-01 |  | F
I_IFG-EDMK1 | Energidk_G | Energi Danmark A/S | ENERGIDK | I | IFG-EDMK1 |  |  |  | P | P | 0.0019454 | 1000 | 0 | 0 | 0 | 0 | 0 | 0 | 0 | 0 | F | F | T | FRANCE | 2019-06-01 | F | F
I_IFG-EGEN1 | ENDEGERTE-NG | ENDESA GENERACION SAU | ENDE0871 | I | IFG-EGEN1 |  |  |  | P | P | 0.0019454 | 200 | 0 | 0 | 0 | 0 | 0 | 0 | 0 | 0 | F | F | T | FRANCE | 2019-06-01 | F | F
I_IFG-EGLE1 | EGL Production | Axpo Trading AG | EGL | I | IFG-EGLE1 |  |  |  | P | P | 0.0019454 | 500 | 0 | 0 | 0 | 0 | 0 | 0 | 0 | 0 | F | F | T | FRANCE | 2019-06-01 |  | F
I_IFG-ELEE1 | IELECBEL | Electrabel SA | ELECBEL | I | IFG-ELEE1 |  |  |  | P | P | 0.0019454 | 500 | 0 | 0 | 0 | 0 | 0 | 0 | 0 | 0 | F | F | T | FRANCE | 2019-06-01 |  | F
I_IFG-ELTR1 | EETL IFA FRGB BMU | ElectroRoute Energy Trading | ELECTRO | I | IFG-ELTR1 |  |  |  | P | P | 0.0019454 | 2000 | 0 | 0 | 0 | 0 | 0 | 0 | 0 | 0 | F | F | T | FRANCE | 2019-06-01 | F | F
I_IFG-ENEL1 | EnelTradeIFA | Enel Global Trading S.P.A | ENELTRAD | I | IFG-ENEL1 |  |  |  | P | P | 0.0019454 | 1000 | 0 | 0 | 0 | 0 | 0 | 0 | 0 | 0 | F | F | T | FRANCE | 2019-06-01 | F | F
I_IFG-ENET1 | I_IFG-ENET1 | Eneco Energy Trade | ENECOUK | I | IFG-ENET1 |  |  |  | P | P | 0.0019454 | 50 | 0 | 0 | 0 | 0 | 0 | 0 | 0 | 0 | F | F | T | FRANCE | 2019-06-01 | F | F
I_IFG-ENVM1 | ENERVMGEN | Energya VM Gestion De Energia | ENERVM | I | IFG-ENVM1 |  |  |  | P | P | 0.0019454 | 2000 | 0 | 0 | 0 | 0 | 0 | 0 | 0 | 0 | F | F | T | FRANCE | 2019-06-01 | F | F
I_IFG-EOET1 | IFG-EOET1 | Uniper Global Commodities SE | EONETRAD | I | IFG-EOET1 |  |  |  | P | P | 0.0019454 | 510 | 0 | 0 | 0 | 0 | 0 | 0 | 0 | 0 | F | F | T | FRANCE | 2019-06-01 |  | F
I_IFG-ERVA1 | EROVA_G_IFA | Erova Energy Limited | EROVAIRL | I | IFG-ERVA1 |  |  |  | P | P | 0.0019454 | 500 | 0 | 0 | 0 | 0 | 0 | 0 | 0 | 0 | F | F | T | FRANCE | 2019-06-01 | F | F
I_IFG-FPCD1 | IFG-FPCD1 | Freepoint Commodities Europe | FREEPNT | I | IFG-FPCD1 |  |  |  | P | P | 0.0019454 | 150 | 0 | 0 | 0 | 0 | 0 | 0 | 0 | 0 | F | F | T | FRANCE | 2019-06-01 | F | F
I_IFG-GASE1 | IFA_P | GDF SUEZ Trading | GASELYS | I | IFG-GASE1 |  |  |  | P | P | 0.0019454 | 500 | 0 | 0 | 0 | 0 | 0 | 0 | 0 | 0 | F | F | T | FRANCE | 2019-06-01 |  | F
I_IFG-GAZP1 | GAZPROMG | GAZPROM MARKETING & TRADING LD | GAZPROM | I | IFG-GAZP1 |  |  |  | P | P | 0.0019454 | 3000 | 0 | 0 | 0 | 0 | 0 | 0 | 0 | 0 | F | F | T | FRANCE | 2019-06-01 |  | F
I_IFG-GDFE1 | GDFI | ENGIE Power Limited | RWETDL | I | IFG-GDFE1 |  |  |  | P | P | 0.0019454 | 200 | 0 | 0 | 0 | 0 | 0 | 0 | 0 | 0 | F | F | T | FRANCE | 2019-06-01 |  | F
I_IFG-IBES1 | IFG_FRANCE_GEN | IBERDROLA GENERACION ESPANA | IBEGENES | I | IFG-IBES1 |  |  |  | P | P | 0.0019454 | 1000 | 0 | 0 | 0 | 0 | 0 | 0 | 0 | 0 | F | F | T | FRANCE | 2019-06-01 | F | F
I_IFG-INCM1 | IFAINCOMASP | IN COMMODITIES A/S | INCOMAS | I | IFG-INCM1 |  |  |  | P | P | 0.0019454 | 150 | 0 | 0 | 0 | 0 | 0 | 0 | 0 | 0 | F | F | T | FRANCE | 2019-06-01 | F | F
I_IFG-KCST1 | IFA_GEN | KOCH SUPPLY & TRADING SARL | KSARL | I | IFG-KCST1 |  |  |  | P | P | 0.0019454 | 2000 | 0 | 0 | 0 | 0 | 0 | 0 | 0 | 0 | F | F | T | FRANCE | 2019-06-01 | F | F
I_IFG-LTFD1 | LIGHTFLD_IFA_INTO_UK | LIGHTFIELD LTD | LIGHTFLD | I | IFG-LTFD1 |  |  |  | P | P | 0.0019454 | 1000 | 0 | 0 | 0 | 0 | 0 | 0 | 0 | 0 | F | F | T | FRANCE | 2019-06-01 | F | F
I_IFG-MCRA1 | IFGMCRA1 | Mercuria Energy Trading SA | METSA | I | IFG-MCRA1 |  |  |  | P | P | 0.0019454 | 2000 | 0 | 0 | 0 | 0 | 0 | 0 | 0 | 0 | F | F | T | FRANCE | 2019-06-01 | F | F
I_IFG-MFTE1 | MFT_IMP | MFT Energy A/S | MFTE | I | IFG-MFTE1 |  |  |  | P | P | 0.0019454 | 1000 | 0 | 0 | 0 | 0 | 0 | 0 | 0 | 0 | F | F | T | FRANCE | 2019-06-01 | F | F
I_IFG-NEAS1 | IFANEASGEN | Centrica Energy Trading A/S | NEAS | I | IFG-NEAS1 |  |  |  | P | P | 0.0019454 | 4000 | 0 | 0 | 0 | 0 | 0 | 0 | 0 | 0 | F | F | T | FRANCE | 2019-06-01 | F | F
I_IFG-NSDQ1 | NOMX_IFG | European Market Coupling | NORDPOOL | I | IFG-NSDQ1 |  |  |  | P | P | 0.0019454 | 2000 | 0 | 0 | 0 | 0 | 0 | 0 | 0 | 0 | F | F | T | FRANCE | 2019-06-01 | F | F
I_IFG-NTPL1 | I_IFG-NTPL1 | Northpool BV | NORTHPL | I | IFG-NTPL1 |  |  |  | P | P | 0.0019454 | 2000 | 0 | 0 | 0 | 0 | 0 | 0 | 0 | 0 | F | F | T | FRANCE | 2019-06-01 | F | F
I_IFG-OPMX1 | I_IFG-OPMX1 | Optimax Energy GmbH | OPTIMAX | I | IFG-OPMX1 |  |  |  | P | P | 0.0019454 | 200 | 0 | 0 | 0 | 0 | 0 | 0 | 0 | 0 | F | F | T | FRANCE | 2019-06-01 | F | F
I_IFG-PTRS1 | PETRIN-IFDG | Petroineos Trading Ltd | PETRIN | I | IFG-PTRS1 |  |  |  | P | P | 0.0019454 | 2000 | 0 | 0 | 0 | 0 | 0 | 0 | 0 | 0 | F | F | T | FRANCE | 2019-06-01 | F | F
I_IFG-PWMR1 | IFA IMPORT | PowerMart ApS | POMA | I | IFG-PWMR1 |  |  |  | P | P | 0.0019454 | 1000 | 0 | 0 | 0 | 0 | 0 | 0 | 0 | 0 | F | F | T | FRANCE | 2019-06-01 | F | F
I_IFG-RWES1 | RWEST IFA Import | RWE Supply and Trading GmbH | RWE | I | IFG-RWES1 |  |  |  | P | P | 0.0019454 | 2000 | 0 | 0 | 0 | 0 | 0 | 0 | 0 | 0 | F | F | T | FRANCE | 2019-06-01 | F | F
I_IFG-SETL1 | PRODUCTION BMU | Shell Energy Europe Limited | SHELL2 | I | IFG-SETL1 |  |  |  | P | P | 0.0019454 | 2000 | 0 | 0 | 0 | 0 | 0 | 0 | 0 | 0 | F | F | T | FRANCE | 2019-06-01 |  | F
I_IFG-SPEM1 | IFG-SPEM1 | SP Energy Management Ltd | SPOWER02 | I | IFG-SPEM1 |  |  |  | P | P | 0.0019454 | 2000 | 0 | 0 | 0 | 0 | 0 | 0 | 0 | 0 | F | F | T | FRANCE | 2019-06-01 |  | F
I_IFG-STAT1 | STATKRAFT_UK_FRANCE IMPORT | Statkraft Markets Gmbh | STATKRA1 | I | IFG-STAT1 |  |  |  | P | P | 0.0019454 | 400 | 0 | 0 | 0 | 0 | 0 | 0 | 0 | 0 | F | F | T | FRANCE | 2019-06-01 |  | F
I_IFG-TFEE1 | G-TFEE | Total Gas & Power Ltd | TFEGP | I | IFG-TFEE1 |  |  |  | P | P | 0.0019454 | 2000 | 0 | 0 | 0 | 0 | 0 | 0 | 0 | 0 | F | F | T | FRANCE | 2019-06-01 |  | F
I_IFG-TRLS1 | IFA_TRL_G | Trailstone GMBH | TRAILST0 | I | IFG-TRLS1 |  |  |  | P | P | 0.0019454 | 4000 | 0 | 0 | 0 | 0 | 0 | 0 | 0 | 0 | F | F | T | FRANCE | 2019-06-01 | F | F
I_IFG-VSAL1 | FPNP | VITOL SA | VITOLSA | I | IFG-VSAL1 |  |  |  | P | P | 0.0019454 | 500 | 0 | 0 | 0 | 0 | 0 | 0 | 0 | 0 | F | F | T | FRANCE | 2019-06-01 |  | F
I_IFG-VTFS1 | IFG-VTFS1 | Vattenfall Energy Trading | VTS | I | IFG-VTFS1 |  |  |  | P | P | 0.0019454 | 2000 | 0 | 0 | 0 | 0 | 0 | 0 | 0 | 0 | F | F | T | FRANCE | 2019-06-01 |  | F
I_IFG-XNON1 | XENON-IFA-P | XENON CAPITAL MARKETS LTD | XENON | I | IFG-XNON1 |  |  |  | P | P | 0.0019454 | 2000 | 0 | 0 | 0 | 0 | 0 | 0 | 0 | 0 | F | F | T | FRANCE | 2019-06-01 | F | F
I_IID-AXPO1 | Axpo/EWIC Export | Axpo Trading AG | EGL | I | IID-AXPO1 |  |  |  | C | C | 0.0073777 | 0 | -500 | 0 | 0 | 0 | 0 | 0 | 0 | 0 | F | F | T | EWIC | 2019-06-01 | F | F
I_IID-BGSE1 | IID-BGSE1 | Bord Gais Energy Limited | BGELIMIT | I | IID-BGSE1 |  |  |  | C | C | 0.0073777 | 0 | -2000 | 0 | 0 | 0 | 0 | 0 | 0 | 0 | F | F | T | EWIC | 2019-06-01 | F | F
I_IID-BRKF1 | Brookfield E | Brookfield Renewable Supply 2 | BROOKFLD | I | IID-BRKF1 |  |  |  | C | C | 0.0073777 | 0 | -450 | 0 | 0 | 0 | 0 | 0 | 0 | 0 | F | F | T | EWIC | 2019-06-01 | F | F
I_IID-CAPT1 | ETCARBON DEM | Captured Carbon | ETCARBON | I | IID-CAPT1 |  |  |  | C | C | 0.0073777 | 0 | -200 | 0 | 0 | 0 | 0 | 0 | 0 | 0 | F | F | T | EWIC | 2019-06-01 | F | F
I_IID-CNGS1 | CNGS_D_EWIC | Cenergise Limited | CEGISE | I | IID-CNGS1 |  |  |  | C | C | 0.0073777 | 0 | -500 | 0 | 0 | 0 | 0 | 0 | 0 | 0 | F | F | T | EWIC | 2019-06-01 | F | F
I_IID-DSKC1 | DANSKEDE - EWIC | Danske Commodities A/S | DANSKE | I | IID-DSKC1 |  |  |  | C | C | 0.0073777 | 0 | -300 | 0 | 0 | 0 | 0 | 0 | 0 | 0 | F | F | T | EWIC | 2019-06-01 | F | F
I_IID-EGEN1 | SCOTEGE-IRL | ENDESA GENERACION SAU | ENDE0871 | I | IID-EGEN1 |  |  |  | C | C | 0.0073777 | 0 | -200 | 0 | 0 | 0 | 0 | 0 | 0 | 0 | F | F | T | EWIC | 2019-06-01 | F | F
I_IID-ELTR1 | EETL EWIC Exports BMU | ElectroRoute Energy Trading | ELECTRO | I | IID-ELTR1 |  |  |  | C | C | 0.0073777 | 0 | -3000 | 0 | 0 | 0 | 0 | 0 | 0 | 0 | F | F | T | EWIC | 2019-06-01 | F | F
I_IID-ENGI1 | East_west_uk_export | Energi Danmark A/S | ENERGIDK | I | IID-ENGI1 |  |  |  | C | C | 0.0073777 | 0 | -500 | 0 | 0 | 0 | 0 | 0 | 0 | 0 | F | F | T | EWIC | 2019-06-01 | F | F
I_IID-ERVA1 | EROVA_D_EWIC | Erova Energy Limited | EROVAIRL | I | IID-ERVA1 |  |  |  | C | C | 0.0073777 | 0 | -2000 | 0 | 0 | 0 | 0 | 0 | 0 | 0 | F | F | T | EWIC | 2019-06-01 | F | F
I_IID-ESBI1 | ESBIGT-D-EWIC | ESBIG Trading Ltd | ESBIGT | I | IID-ESBI1 |  |  |  | C | C | 0.0073777 | 0 | -500 | 0 | 0 | 0 | 0 | 0 | 0 | 0 | F | F | T | EWIC | 2019-06-01 | F | F
I_IID-ESBI2 | ESBIGT-D-EWIC2 | ESBIG Trading Ltd | ESBIGT | I | IID-ESBI2 |  |  |  | C | C | 0.0073777 | 0 | -500 | 0 | 0 | 0 | 0 | 0 | 0 | 0 | F | F | T | EWIC | 2019-06-01 | F | F
I_IID-INCM1 | EWICINCOMASC | IN COMMODITIES A/S | INCOMAS | I | IID-INCM1 |  |  |  | C | C | 0.0073777 | 0 | -75 | 0 | 0 | 0 | 0 | 0 | 0 | 0 | F | F | T | EWIC | 2019-06-01 | F | F
I_IID-LTFD1 | LIGHTFLD_EWIC_FROM_UK | LIGHTFIELD LTD | LIGHTFLD | I | IID-LTFD1 |  |  |  | C | C | 0.0073777 | 0 | -500 | 0 | 0 | 0 | 0 | 0 | 0 | 0 | F | F | T | EWIC | 2019-06-01 | F | F
I_IID-NSEN1 | IIDNEASDEM | Centrica Energy Trading A/S | NEAS | I | IID-NSEN1 |  |  |  | C | C | 0.0073777 | 0 | -500 | 0 | 0 | 0 | 0 | 0 | 0 | 0 | F | F | T | EWIC | 2019-06-01 | F | F
I_IID-RWES1 | RWEST East West Export | RWE Supply and Trading GmbH | RWE | I | IID-RWES1 |  |  |  | C | C | 0.0073777 | 0 | -500 | 0 | 0 | 0 | 0 | 0 | 0 | 0 | F | F | T | EWIC | 2019-06-01 | F | F
I_IID-SEEL1 | SEEL East West Export | Shell Energy Europe Limited | SHELL2 | I | IID-SEEL1 |  |  |  | C | C | 0.0073777 | 0 | -500 | 0 | 0 | 0 | 0 | 0 | 0 | 0 | F | F | T | EWIC | 2019-06-01 | F | F
I_IID-SSES1 | SSE EWIC Export | SSE Energy Supply Limited | SSE | I | IID-SSES1 |  |  |  | C | C | 0.0073777 | 0 | -100 | 0 | 0 | 0 | 0 | 0 | 0 | 0 | F | F | T | EWIC | 2019-06-01 | F | F
I_IID-STAT1 | STATKRAFT EWIC EXPORT | Statkraft Markets Gmbh | STATKRA1 | I | IID-STAT1 |  |  |  | C | C | 0.0073777 | 0 | -1030 | 0 | 0 | 0 | 0 | 0 | 0 | 0 | F | F | T | EWIC | 2019-06-01 | F | F
I_IID-TRLS1 | TrailStone EWIC Export | Trailstone GMBH | TRAILST0 | I | IID-TRLS1 |  |  |  | C | C | 0.0073777 | 0 | -500 | 0 | 0 | 0 | 0 | 0 | 0 | 0 | F | F | T | EWIC | 2019-06-01 | F | F
I_IID-VAYU1 | VAYU EWIC | Naturgy Limited | VAYU | I | IID-VAYU1 |  |  |  | C | C | 0.0073777 | 0 | -500 | 0 | 0 | 0 | 0 | 0 | 0 | 0 | F | F | T | EWIC | 2019-06-01 | F | F
I_IID-VESL1 | EWIC Dem BM Unit VESL | VIRIDIAN ENERGY SUPPLY LTD | VESL | I | IID-VESL1 |  |  |  | C | C | 0.0073777 | 0 | -500 | 0 | 0 | 0 | 0 | 0 | 0 | 0 | F | F | T | EWIC | 2019-06-01 | F | F
I_IIG-AXPO1 | Axpo/EWIC Import | Axpo Trading AG | EGL | I | IIG-AXPO1 |  |  |  | P | P | 0.0073777 | 500 | 0 | 0 | 0 | 0 | 0 | 0 | 0 | 0 | F | F | T | EWIC | 2019-06-01 | F | F
I_IIG-BGSE1 | IIG-BGSE1 | Bord Gais Energy Limited | BGELIMIT | I | IIG-BGSE1 |  |  |  | P | P | 0.0073777 | 2000 | 0 | 0 | 0 | 0 | 0 | 0 | 0 | 0 | F | F | T | EWIC | 2019-06-01 | F | F
I_IIG-BRKF1 | Brookfield E | Brookfield Renewable Supply 2 | BROOKFLD | I | IIG-BRKF1 |  |  |  | P | P | 0.0073777 | 500 | 0 | 0 | 0 | 0 | 0 | 0 | 0 | 0 | F | F | T | EWIC | 2019-06-01 | F | F
I_IIG-CAPT1 | ETCARBON GEN | Captured Carbon | ETCARBON | I | IIG-CAPT1 |  |  |  | P | P | 0.0073777 | 200 | 0 | 0 | 0 | 0 | 0 | 0 | 0 | 0 | F | F | T | EWIC | 2019-06-01 | F | F
I_IIG-CNGS1 | CNGS_G_EWIC | Cenergise Limited | CEGISE | I | IIG-CNGS1 |  |  |  | P | P | 0.0073777 | 500 | 0 | 0 | 0 | 0 | 0 | 0 | 0 | 0 | F | F | T | EWIC | 2019-06-01 | F | F
I_IIG-DSKC1 | DANSKEGE - EWIC | Danske Commodities A/S | DANSKE | I | IIG-DSKC1 |  |  |  | P | P | 0.0073777 | 500 | 0 | 0 | 0 | 0 | 0 | 0 | 0 | 0 | F | F | T | EWIC | 2019-06-01 | F | F
I_IIG-EGEN1 | IRLEGE-SCOT | ENDESA GENERACION SAU | ENDE0871 | I | IIG-EGEN1 |  |  |  | P | P | 0.0073777 | 200 | 0 | 0 | 0 | 0 | 0 | 0 | 0 | 0 | F | F | T | EWIC | 2019-06-01 | F | F
I_IIG-ELTR1 | EETL EWIC Imports BMU | ElectroRoute Energy Trading | ELECTRO | I | IIG-ELTR1 |  |  |  | P | P | 0.0073777 | 3000 | 0 | 0 | 0 | 0 | 0 | 0 | 0 | 0 | F | F | T | EWIC | 2019-06-01 | F | F
I_IIG-ENGI1 | East_west_uk_import | Energi Danmark A/S | ENERGIDK | I | IIG-ENGI1 |  |  |  | P | P | 0.0073777 | 500 | 0 | 0 | 0 | 0 | 0 | 0 | 0 | 0 | F | F | T | EWIC | 2019-06-01 | F | F
I_IIG-ERVA1 | EROVA_G_EWIC | Erova Energy Limited | EROVAIRL | I | IIG-ERVA1 |  |  |  | P | P | 0.0073777 | 2000 | 0 | 0 | 0 | 0 | 0 | 0 | 0 | 0 | F | F | T | EWIC | 2019-06-01 | F | F
I_IIG-ESBI1 | ESBIGT-G-EWIC | ESBIG Trading Ltd | ESBIGT | I | IIG-ESBI1 |  |  |  | P | P | 0.0073777 | 500 | 0 | 0 | 0 | 0 | 0 | 0 | 0 | 0 | F | F | T | EWIC | 2019-06-01 |  | F
I_IIG-ESBI2 | ESBIGT-G-EWIC2 | ESBIG Trading Ltd | ESBIGT | I | IIG-ESBI2 |  |  |  | P | P | 0.0073777 | 530 | 0 | 0 | 0 | 0 | 0 | 0 | 0 | 0 | F | F | T | EWIC | 2019-06-01 | F | F
I_IIG-INCM1 | EWICINCOMASP | IN COMMODITIES A/S | INCOMAS | I | IIG-INCM1 |  |  |  | P | P | 0.0073777 | 75 | 0 | 0 | 0 | 0 | 0 | 0 | 0 | 0 | F | F | T | EWIC | 2019-06-01 | F | F
I_IIG-LTFD1 | LIGHTFLD_EWIC_INTO_UK | LIGHTFIELD LTD | LIGHTFLD | I | IIG-LTFD1 |  |  |  | P | P | 0.0073777 | 500 | 0 | 0 | 0 | 0 | 0 | 0 | 0 | 0 | F | F | T | EWIC | 2019-06-01 | F | F
I_IIG-NSEN1 | IIGNEASGEN | Centrica Energy Trading A/S | NEAS | I | IIG-NSEN1 |  |  |  | P | P | 0.0073777 | 500 | 0 | 0 | 0 | 0 | 0 | 0 | 0 | 0 | F | F | T | EWIC | 2019-06-01 | F | F
I_IIG-RWES1 | RWEST East West Import | RWE Supply and Trading GmbH | RWE | I | IIG-RWES1 |  |  |  | P | P | 0.0073777 | 500 | 0 | 0 | 0 | 0 | 0 | 0 | 0 | 0 | F | F | T | EWIC | 2019-06-01 | F | F
I_IIG-SEEL1 | SEEL East West Import | Shell Energy Europe Limited | SHELL2 | I | IIG-SEEL1 |  |  |  | P | P | 0.0073777 | 500 | 0 | 0 | 0 | 0 | 0 | 0 | 0 | 0 | F | F | T | EWIC | 2019-06-01 | F | F
I_IIG-SSES1 | SSE EWIC Import | SSE Energy Supply Limited | SSE | I | IIG-SSES1 |  |  |  | P | P | 0.0073777 | 100 | 0 | 0 | 0 | 0 | 0 | 0 | 0 | 0 | F | F | T | EWIC | 2019-06-01 | F | F
I_IIG-STAT1 | STATKRAFT EWIC IMPORT | Statkraft Markets Gmbh | STATKRA1 | I | IIG-STAT1 |  |  |  | P | P | 0.0073777 | 1030 | 0 | 0 | 0 | 0 | 0 | 0 | 0 | 0 | F | F | T | EWIC | 2019-06-01 | F | F
I_IIG-TRLS1 | TrailStone EWIC Import | Trailstone GMBH | TRAILST0 | I | IIG-TRLS1 |  |  |  | P | P | 0.0073777 | 500 | 0 | 0 | 0 | 0 | 0 | 0 | 0 | 0 | F | F | T | EWIC | 2019-06-01 | F | F
I_IIG-VAYU1 | VAYU EWIC | Naturgy Limited | VAYU | I | IIG-VAYU1 |  |  |  | P | P | 0.0073777 | 500 | 0 | 0 | 0 | 0 | 0 | 0 | 0 | 0 | F | F | T | EWIC | 2019-06-01 | F | F
I_IIG-VESL1 | EWIC Gen BM Unit VESL | VIRIDIAN ENERGY SUPPLY LTD | VESL | I | IIG-VESL1 |  |  |  | P | P | 0.0073777 | 500 | 0 | 0 | 0 | 0 | 0 | 0 | 0 | 0 | F | F | T | EWIC | 2019-06-01 | F | F
I_IMD-AXPO1 | Axpo/Moyle Export | Axpo Trading AG | EGL | I | IMD-AXPO1 |  |  |  | C | C | -0.007489 | 0 | -500 | 0 | 0 | 0 | 0 | 0 | 0 | 0 | F | F | T | MOYLE | 2019-06-01 | F | F
I_IMD-BGSE1 | IMD-BGSE1 | Bord Gais Energy Limited | BGELIMIT | I | IMD-BGSE1 |  |  |  | C | C | -0.007489 | 0 | -2000 | 0 | 0 | 0 | 0 | 0 | 0 | 0 | F | F | T | MOYLE | 2019-06-01 | F | F
I_IMD-BRKF1 | Brookfield E | Brookfield Renewable Supply 2 | BROOKFLD | I | IMD-BRKF1 |  |  |  | C | C | -0.007489 | 0 | -450 | 0 | 0 | 0 | 0 | 0 | 0 | 0 | F | F | T | MOYLE | 2019-06-01 | F | F
I_IMD-CAPT1 | ETCARBON DEM2 | Captured Carbon | ETCARBON | I | IMD-CAPT1 |  |  |  | C | C | -0.007489 | 0 | -500 | 0 | 0 | 0 | 0 | 0 | 0 | 0 | F | F | T | MOYLE | 2019-06-01 | F | F
I_IMD-CNGS1 | CNGS_D_MOYLE | Cenergise Limited | CEGISE | I | IMD-CNGS1 |  |  |  | C | C | -0.007489 | 0 | -500 | 0 | 0 | 0 | 0 | 0 | 0 | 0 | F | F | T | MOYLE | 2019-06-01 |  | F
I_IMD-DSKC1 | DANSKEDE-MOYLE | Danske Commodities A/S | DANSKE | I | IMD-DSKC1 |  |  |  | C | C | -0.007489 | 0 | -200 | 0 | 0 | 0 | 0 | 0 | 0 | 0 | F | F | T | MOYLE | 2019-06-01 | F | F
I_IMD-EGEN1 | ENDEGESCOT-IRL | ENDESA GENERACION SAU | ENDE0871 | I | IMD-EGEN1 |  |  |  | C | C | -0.007489 | 0 | -200 | 0 | 0 | 0 | 0 | 0 | 0 | 0 | F | F | T | MOYLE | 2019-06-01 | F | F
I_IMD-ELTR1 | EETL Moyle Exports BMU | ElectroRoute Energy Trading | ELECTRO | I | IMD-ELTR1 |  |  |  | C | C | -0.007489 | 0 | -1000 | 0 | 0 | 0 | 0 | 0 | 0 | 0 | F | F | T | MOYLE | 2019-06-01 | F | F
I_IMD-ENGI1 | Moyle_uk_export | Energi Danmark A/S | ENERGIDK | I | IMD-ENGI1 |  |  |  | C | C | -0.007489 | 0 | -500 | 0 | 0 | 0 | 0 | 0 | 0 | 0 | F | F | T | MOYLE | 2019-06-01 | F | F
I_IMD-ERVA1 | EROVA_D_MOYLE | Erova Energy Limited | EROVAIRL | I | IMD-ERVA1 |  |  |  | C | C | -0.007489 | 0 | -2000 | 0 | 0 | 0 | 0 | 0 | 0 | 0 | F | F | T | MOYLE | 2019-06-01 | F | F
I_IMD-ESBE1 | ESBIE_EW | ESB Independent Energy (NI) | ESBIENI | I | IMD-ESBE1 |  |  |  | C | C | -0.007489 | 0 | -180 | 0 | 0 | 0 | 0 | 0 | 0 | 0 | F | F | T | MOYLE | 2019-06-01 |  | F
I_IMD-ESBI1 | ESBIGT-D-MOYLE | ESBIG Trading Ltd | ESBIGT | I | IMD-ESBI1 |  |  |  | C | C | -0.007489 | 0 | -500 | 0 | 0 | 0 | 0 | 0 | 0 | 0 | F | F | T | MOYLE | 2019-06-01 | F | F
I_IMD-INCM1 | MOYLEINCOMASC | IN COMMODITIES A/S | INCOMAS | I | IMD-INCM1 |  |  |  | C | C | -0.007489 | 0 | -75 | 0 | 0 | 0 | 0 | 0 | 0 | 0 | F | F | T | MOYLE | 2019-06-01 | F | F
I_IMD-LTFD1 | LIGHTFLD_MOYLE_FROM_UK | LIGHTFIELD LTD | LIGHTFLD | I | IMD-LTFD1 |  |  |  | C | C | -0.007489 | 0 | -500 | 0 | 0 | 0 | 0 | 0 | 0 | 0 | F | F | T | MOYLE | 2019-06-01 | F | F
I_IMD-NIRE1 | PPB_IMD | Northern Ireland Electricity | NIEPPB | I | IMD-NIRE1 |  |  |  | C | C | -0.007489 | 0 | 0 | 0 | 0 | 0 | 0 | 0 | 0 | 0 | F | F | T | MOYLE | 2019-06-01 |  | F
I_IMD-NSEN1 | IMDNEASDEM | Centrica Energy Trading A/S | NEAS | I | IMD-NSEN1 |  |  |  | C | C | -0.007489 | 0 | -500 | 0 | 0 | 0 | 0 | 0 | 0 | 0 | F | F | T | MOYLE | 2019-06-01 | F | F
I_IMD-RWES1 | RWEST Moyle Export | RWE Supply and Trading GmbH | RWE | I | IMD-RWES1 |  |  |  | C | C | -0.007489 | 0 | -450 | 0 | 0 | 0 | 0 | 0 | 0 | 0 | F | F | T | MOYLE | 2019-06-01 | F | F
I_IMD-SEEL1 | SEEL Moyle Export | Shell Energy Europe Limited | SHELL2 | I | IMD-SEEL1 |  |  |  | C | C | -0.007489 | 0 | -500 | 0 | 0 | 0 | 0 | 0 | 0 | 0 | F | F | T | MOYLE | 2019-06-01 | F | F
I_IMD-SPEM1 | IMD-SPEM1 | SP Energy Management Ltd | SPOWER02 | I | IMD-SPEM1 |  |  |  | C | C | -0.007489 | 0 | -80 | 0 | 0 | 0 | 0 | 0 | 0 | 0 | F | F | T | MOYLE | 2019-06-01 |  | F
I_IMD-SSTH1 | Moyle Exports | SSE Energy Supply Limited | SSE | I | IMD-SSTH1 |  |  |  | C | C | -0.007489 | 0 | -130 | 0 | 0 | 0 | 0 | 0 | 0 | 0 | F | F | T | MOYLE | 2019-06-01 |  | F
I_IMD-STAT1 | STATKRAFT MOYLE EXPORT | Statkraft Markets Gmbh | STATKRA1 | I | IMD-STAT1 |  |  |  | C | C | -0.007489 | 0 | -1000 | 0 | 0 | 0 | 0 | 0 | 0 | 0 | F | F | T | MOYLE | 2019-06-01 | F | F
I_IMD-TRLS1 | TrailStone Moyle Export | Trailstone GMBH | TRAILST0 | I | IMD-TRLS1 |  |  |  | C | C | -0.007489 | 0 | -500 | 0 | 0 | 0 | 0 | 0 | 0 | 0 | F | F | T | MOYLE | 2019-06-01 | F | F
I_IMD-VESL1 | VIRIMP | VIRIDIAN ENERGY SUPPLY LTD | VESL | I | IMD-VESL1 |  |  |  | C | C | -0.007489 | 0 | -20 | 0 | 0 | 0 | 0 | 0 | 0 | 0 | F | F | T | MOYLE | 2019-06-01 |  | F
I_IMG-AXPO1 | Axpo/Moyle Import | Axpo Trading AG | EGL | I | IMG-AXPO1 |  |  |  | P | P | -0.007489 | 500 | 0 | 0 | 0 | 0 | 0 | 0 | 0 | 0 | F | F | T | MOYLE | 2019-06-01 | F | F
I_IMG-BGSE1 | IMG-BGSE1 | Bord Gais Energy Limited | BGELIMIT | I | IMG-BGSE1 |  |  |  | P | P | -0.007489 | 2000 | 0 | 0 | 0 | 0 | 0 | 0 | 0 | 0 | F | F | T | MOYLE | 2019-06-01 | F | F
I_IMG-BRKF1 | Brookfield E | Brookfield Renewable Supply 2 | BROOKFLD | I | IMG-BRKF1 |  |  |  | P | P | -0.007489 | 295 | 0 | 0 | 0 | 0 | 0 | 0 | 0 | 0 | F | F | T | MOYLE | 2019-06-01 | F | F
I_IMG-CAPT1 | ETCARBON GEN2 | Captured Carbon | ETCARBON | I | IMG-CAPT1 |  |  |  | P | P | -0.007489 | 500 | 0 | 0 | 0 | 0 | 0 | 0 | 0 | 0 | F | F | T | MOYLE | 2019-06-01 | F | F
I_IMG-CNGS1 | CNGS_G_MOYLE | Cenergise Limited | CEGISE | I | IMG-CNGS1 |  |  |  | P | P | -0.007489 | 500 | 0 | 0 | 0 | 0 | 0 | 0 | 0 | 0 | F | F | T | MOYLE | 2019-06-01 | F | F
I_IMG-DSKC1 | DANSKEGE-MOYLE | Danske Commodities A/S | DANSKE | I | IMG-DSKC1 |  |  |  | P | P | -0.007489 | 200 | 0 | 0 | 0 | 0 | 0 | 0 | 0 | 0 | F | F | T | MOYLE | 2019-06-01 | F | F
I_IMG-EGEN1 | ENDEGEIRL-SCOT | ENDESA GENERACION SAU | ENDE0871 | I | IMG-EGEN1 |  |  |  | P | P | -0.007489 | 200 | 0 | 0 | 0 | 0 | 0 | 0 | 0 | 0 | F | F | T | MOYLE | 2019-06-01 | F | F
I_IMG-ELTR1 | EETL Moyle Imports BMU | ElectroRoute Energy Trading | ELECTRO | I | IMG-ELTR1 |  |  |  | P | P | -0.007489 | 1000 | 0 | 0 | 0 | 0 | 0 | 0 | 0 | 0 | F | F | T | MOYLE | 2019-06-01 | F | F
I_IMG-ENGI1 | Moyle_uk_import | Energi Danmark A/S | ENERGIDK | I | IMG-ENGI1 |  |  |  | P | P | -0.007489 | 500 | 0 | 0 | 0 | 0 | 0 | 0 | 0 | 0 | F | F | T | MOYLE | 2019-06-01 | F | F
I_IMG-ERVA1 | EROVA_G_MOYLE | Erova Energy Limited | EROVAIRL | I | IMG-ERVA1 |  |  |  | P | P | -0.007489 | 2000 | 0 | 0 | 0 | 0 | 0 | 0 | 0 | 0 | F | F | T | MOYLE | 2019-06-01 | F | F
I_IMG-ESBE1 | ESBIE_WE | ESB Independent Energy (NI) | ESBIENI | I | IMG-ESBE1 |  |  |  | P | P | -0.007489 | 80 | 0 | 0 | 0 | 0 | 0 | 0 | 0 | 0 | F | F | T | MOYLE | 2019-06-01 |  | F
I_IMG-ESBI1 | ESBIGT-G-MOYLE | ESBIG Trading Ltd | ESBIGT | I | IMG-ESBI1 |  |  |  | P | P | -0.007489 | 500 | 0 | 0 | 0 | 0 | 0 | 0 | 0 | 0 | F | F | T | MOYLE | 2019-06-01 | F | F
I_IMG-INCM1 | MOYLEINCOMASP | IN COMMODITIES A/S | INCOMAS | I | IMG-INCM1 |  |  |  | P | P | -0.007489 | 75 | 0 | 0 | 0 | 0 | 0 | 0 | 0 | 0 | F | F | T | MOYLE | 2019-06-01 | F | F
I_IMG-LTFD1 | LIGHTFLD_MOYLE_INTO_UK | LIGHTFIELD LTD | LIGHTFLD | I | IMG-LTFD1 |  |  |  | P | P | -0.007489 | 500 | 0 | 0 | 0 | 0 | 0 | 0 | 0 | 0 | F | F | T | MOYLE | 2019-06-01 | F | F
I_IMG-NIRE1 | PPB_IMG | Northern Ireland Electricity | NIEPPB | I | IMG-NIRE1 |  |  |  | P | P | -0.007489 | 0 | 0 | 0 | 0 | 0 | 0 | 0 | 0 | 0 | F | F | T | MOYLE | 2019-06-01 |  | F
I_IMG-NSEN1 | IMGNEASGEN | Centrica Energy Trading A/S | NEAS | I | IMG-NSEN1 |  |  |  | P | P | -0.007489 | 500 | 0 | 0 | 0 | 0 | 0 | 0 | 0 | 0 | F | F | T | MOYLE | 2019-06-01 | F | F
I_IMG-RWES1 | RWEST Moyle Import | RWE Supply and Trading GmbH | RWE | I | IMG-RWES1 |  |  |  | P | P | -0.007489 | 295 | 0 | 0 | 0 | 0 | 0 | 0 | 0 | 0 | F | F | T | MOYLE | 2019-06-01 | F | F
I_IMG-SEEL1 | SEEL Moyle Import | Shell Energy Europe Limited | SHELL2 | I | IMG-SEEL1 |  |  |  | P | P | -0.007489 | 500 | 0 | 0 | 0 | 0 | 0 | 0 | 0 | 0 | F | F | T | MOYLE | 2019-06-01 | F | F
I_IMG-SPEM1 | IMG-SPEM1 | SP Energy Management Ltd | SPOWER02 | I | IMG-SPEM1 |  |  |  | P | P | -0.007489 | 500 | 0 | 0 | 0 | 0 | 0 | 0 | 0 | 0 | F | F | T | MOYLE | 2019-06-01 |  | F
I_IMG-SSTH1 | Moyle Imports | SSE Energy Supply Limited | SSE | I | IMG-SSTH1 |  |  |  | P | P | -0.007489 | 130 | 0 | 0 | 0 | 0 | 0 | 0 | 0 | 0 | F | F | T | MOYLE | 2019-06-01 |  | F
I_IMG-STAT1 | STATKRAFT MOYLE IMPORT | Statkraft Markets Gmbh | STATKRA1 | I | IMG-STAT1 |  |  |  | P | P | -0.007489 | 1000 | 0 | 0 | 0 | 0 | 0 | 0 | 0 | 0 | F | F | T | MOYLE | 2019-06-01 | F | F
I_IMG-TRLS1 | TrailStone Moyle Import | Trailstone GMBH | TRAILST0 | I | IMG-TRLS1 |  |  |  | P | P | -0.007489 | 500 | 0 | 0 | 0 | 0 | 0 | 0 | 0 | 0 | F | F | T | MOYLE | 2019-06-01 | F | F
I_IMG-VESL1 | VIREXP | VIRIDIAN ENERGY SUPPLY LTD | VESL | I | IMG-VESL1 |  |  |  | P | P | -0.007489 | 0 | 0 | 0 | 0 | 0 | 0 | 0 | 0 | 0 | F | F | T | MOYLE | 2019-06-01 |  | F
I_IND-ARON1 | NEMO JAron GB - BE Flow | J.Aron & Company | JARON | I | IND-ARON1 |  |  |  | C | C | 0.0019454 | 0 | -1000 | 0 | 0 | 0 | 0 | 0 | 0 | 0 | F | F | T | NEMOLINK | 2019-06-01 | F | F
I_IND-BKWE1 | Nemo Link BKW Flow GB-BE | BKW Energie AG | BKW | I | IND-BKWE1 |  |  |  | C | C | 0.0019454 | 0 | -1000 | 0 | 0 | 0 | 0 | 0 | 0 | 0 | F | F | T | NEMOLINK | 2019-06-01 | F | F
I_IND-BPGM1 | I_IND-BPGM1 | BP Gas Marketing Limited | BPGAS | I | IND-BPGM1 |  |  |  | C | C | 0.0019454 | 0 | -1000 | 0 | 0 | 0 | 0 | 0 | 0 | 0 | F | F | T | NEMOLINK | 2019-06-01 | F | F
I_IND-DSKC1 | DC-NEMOLINK-C | Danske Commodities A/S | DANSKE | I | IND-DSKC1 |  |  |  | C | C | 0.0019454 | 0 | -1020 | 0 | 0 | 0 | 0 | 0 | 0 | 0 | F | F | T | NEMOLINK | 2019-06-01 | F | F
I_IND-EDFT1 | EDFT Nemo Demand | EDF TRADING LIMITED | EDFT | I | IND-EDFT1 |  |  |  | C | C | 0.0019454 | 0 | -1000 | 0 | 0 | 0 | 0 | 0 | 0 | 0 | F | F | T | NEMOLINK | 2019-06-01 | F | F
I_IND-EDMK1 | Energidk_D | Energi Danmark A/S | ENERGIDK | I | IND-EDMK1 |  |  |  | C | C | 0.0019454 | 0 | -500 | 0 | 0 | 0 | 0 | 0 | 0 | 0 | F | F | T | NEMOLINK | 2019-06-01 | F | F
I_IND-ELTR1 | EETL NEMO GBBENL BMU | ElectroRoute Energy Trading | ELECTRO | I | IND-ELTR1 |  |  |  | C | C | 0.0019454 | 0 | -1020 | 0 | 0 | 0 | 0 | 0 | 0 | 0 | F | F | T | NEMOLINK | 2019-06-01 | F | F
I_IND-GAZP1 | GAZPROMD1 | GAZPROM MARKETING & TRADING LD | GAZPROM | I | IND-GAZP1 |  |  |  | C | C | 0.0019454 | 0 | -500 | 0 | 0 | 0 | 0 | 0 | 0 | 0 | F | F | T | NEMOLINK | 2019-06-01 | F | F
I_IND-INCM1 | NEMOINCOMASC | IN COMMODITIES A/S | INCOMAS | I | IND-INCM1 |  |  |  | C | C | 0.0019454 | 0 | -75 | 0 | 0 | 0 | 0 | 0 | 0 | 0 | F | F | T | NEMOLINK | 2019-06-01 | F | F
I_IND-KCST1 | KSARL_NEMOLINK_FROM UK | KOCH SUPPLY & TRADING SARL | KSARL | I | IND-KCST1 |  |  |  | C | C | 0.0019454 | 0 | -1020 | 0 | 0 | 0 | 0 | 0 | 0 | 0 | F | F | T | NEMOLINK | 2019-06-01 | F | F
I_IND-MCRA1 | Mercuria flow from UK | Mercuria Energy Trading SA | METSA | I | IND-MCRA1 |  |  |  | C | C | 0.0019454 | 0 | -1000 | 0 | 0 | 0 | 0 | 0 | 0 | 0 | F | F | T | NEMOLINK | 2019-06-01 | F | F
I_IND-MFTE1 | MFT demand | MFT Energy A/S | MFTE | I | IND-MFTE1 |  |  |  | C | C | 0.0019454 | 0 | -1000 | 0 | 0 | 0 | 0 | 0 | 0 | 0 | F | F | T | NEMOLINK | 2019-06-01 | F | F
I_IND-NDPL1 | NDPLNEMOLINKC | European Market Coupling | NORDPOOL | I | IND-NDPL1 |  |  |  | C | C | 0.0019454 | 0 | -1020 | 0 | 0 | 0 | 0 | 0 | 0 | 0 | F | F | T | NEMOLINK | 2019-06-01 | F | F
I_IND-NEAS1 | INNEASDEM | Centrica Energy Trading A/S | NEAS | I | IND-NEAS1 |  |  |  | C | C | 0.0019454 | 0 | -2000 | 0 | 0 | 0 | 0 | 0 | 0 | 0 | F | F | T | NEMOLINK | 2019-06-01 | F | F
I_IND-NEMO1 | NEMO Dem (GB to BE flow) | Nemo Link Limited | NEMO1 | I | IND-NEMO1 |  |  |  | C | C | 0.0019454 | 0 | -1046 | 0 | 0 | 0 | 0 | 0 | 0 | 0 | F | F | T | NEMOLINK | 2019-06-01 | F | F
I_IND-PWMR1 | NEMO EXPORT | PowerMart ApS | POMA | I | IND-PWMR1 |  |  |  | C | C | 0.0019454 | 0 | -1000 | 0 | 0 | 0 | 0 | 0 | 0 | 0 | F | F | T | NEMOLINK | 2019-06-01 | F | F
I_IND-STAT1 | NEMO Export | Statkraft Markets Gmbh | STATKRA1 | I | IND-STAT1 |  |  |  | C | C | 0.0019454 | 0 | -1000 | 0 | 0 | 0 | 0 | 0 | 0 | 0 | F | F | T | NEMOLINK | 2019-06-01 | F | F
I_IND-TGPL1 | NEMO Dem (GB to BE flow) | Total Gas & Power Ltd | TFEGP | I | IND-TGPL1 |  |  |  | C | C | 0.0019454 | 0 | -1000 | 0 | 0 | 0 | 0 | 0 | 0 | 0 | F | F | T | NEMOLINK | 2019-06-01 | F | F
I_IND-TRLS1 | NEMO_TRL_C | Trailstone GMBH | TRAILST0 | I | IND-TRLS1 |  |  |  | C | C | 0.0019454 | 0 | -500 | 0 | 0 | 0 | 0 | 0 | 0 | 0 | F | F | T | NEMOLINK | 2019-06-01 | F | F
I_IND-VTET1 | VET-NEMOLINK_D | Vattenfall Energy Trading | VTS | I | IND-VTET1 |  |  |  | C | C | 0.0019454 | 0 | -1000 | 0 | 0 | 0 | 0 | 0 | 0 | 0 | F | F | T | NEMOLINK | 2019-06-01 | F | F
I_ING-ARON1 | NEMO JAron BE - GB Flow | J.Aron & Company | JARON | I | ING-ARON1 |  |  |  | P | P | 0.0019454 | 1000 | 0 | 0 | 0 | 0 | 0 | 0 | 0 | 0 | F | F | T | NEMOLINK | 2019-06-01 | F | F
I_ING-BKWE1 | Nemo Link BKW Flow BE-GB | BKW Energie AG | BKW | I | ING-BKWE1 |  |  |  | P | P | 0.0019454 | 1000 | 0 | 0 | 0 | 0 | 0 | 0 | 0 | 0 | F | F | T | NEMOLINK | 2019-06-01 | F | F
I_ING-BPGM1 | I_ING-BPGM1 | BP Gas Marketing Limited | BPGAS | I | ING-BPGM1 |  |  |  | P | P | 0.0019454 | 1000 | 0 | 0 | 0 | 0 | 0 | 0 | 0 | 0 | F | F | T | NEMOLINK | 2019-06-01 | F | F
I_ING-DSKC1 | DC-NEMOLINK-P | Danske Commodities A/S | DANSKE | I | ING-DSKC1 |  |  |  | P | P | 0.0019454 | 1046 | 0 | 0 | 0 | 0 | 0 | 0 | 0 | 0 | F | F | T | NEMOLINK | 2019-06-01 | F | F
I_ING-EDFT1 | EDFT Nemo Generation | EDF TRADING LIMITED | EDFT | I | ING-EDFT1 |  |  |  | P | P | 0.0019454 | 1000 | 0 | 0 | 0 | 0 | 0 | 0 | 0 | 0 | F | F | T | NEMOLINK | 2019-06-01 | F | F
I_ING-EDMK1 | Energidk_G | Energi Danmark A/S | ENERGIDK | I | ING-EDMK1 |  |  |  | P | P | 0.0019454 | 500 | 0 | 0 | 0 | 0 | 0 | 0 | 0 | 0 | F | F | T | NEMOLINK | 2019-06-01 | F | F
I_ING-ELTR1 | EETL NEMO BEGB BMU | ElectroRoute Energy Trading | ELECTRO | I | ING-ELTR1 |  |  |  | P | P | 0.0019454 | 1046 | 0 | 0 | 0 | 0 | 0 | 0 | 0 | 0 | F | F | T | NEMOLINK | 2019-06-01 | F | F
I_ING-GAZP1 | GAZPROMG1 | GAZPROM MARKETING & TRADING LD | GAZPROM | I | ING-GAZP1 |  |  |  | P | P | 0.0019454 | 500 | 0 | 0 | 0 | 0 | 0 | 0 | 0 | 0 | F | F | T | NEMOLINK | 2019-06-01 | F | F
I_ING-INCM1 | NEMOINCOMASP | IN COMMODITIES A/S | INCOMAS | I | ING-INCM1 |  |  |  | P | P | 0.0019454 | 153.972 | 0 | 0 | 0 | 0 | 0 | 0 | 0 | 0 | F | F | T | NEMOLINK | 2019-06-19 | F | F
I_ING-KCST1 | KSARL_NEMOLINK_INTO UK | KOCH SUPPLY & TRADING SARL | KSARL | I | ING-KCST1 |  |  |  | P | P | 0.0019454 | 1046 | 0 | 0 | 0 | 0 | 0 | 0 | 0 | 0 | F | F | T | NEMOLINK | 2019-06-01 | F | F
I_ING-MCRA1 | Mercuria flow into UK | Mercuria Energy Trading SA | METSA | I | ING-MCRA1 |  |  |  | P | P | 0.0019454 | 1000 | 0 | 0 | 0 | 0 | 0 | 0 | 0 | 0 | F | F | T | NEMOLINK | 2019-06-01 | F | F
I_ING-MFTE1 | MFT generation | MFT Energy A/S | MFTE | I | ING-MFTE1 |  |  |  | P | P | 0.0019454 | 1000 | 0 | 0 | 0 | 0 | 0 | 0 | 0 | 0 | F | F | T | NEMOLINK | 2019-06-01 | F | F
I_ING-NDPL1 | NDPLNEMOLINKP | European Market Coupling | NORDPOOL | I | ING-NDPL1 |  |  |  | P | P | 0.0019454 | 1046 | 0 | 0 | 0 | 0 | 0 | 0 | 0 | 0 | F | F | T | NEMOLINK | 2019-06-01 | F | F
I_ING-NEAS1 | INNEASGEN | Centrica Energy Trading A/S | NEAS | I | ING-NEAS1 |  |  |  | P | P | 0.0019454 | 2000 | 0 | 0 | 0 | 0 | 0 | 0 | 0 | 0 | F | F | T | NEMOLINK | 2019-06-01 | F | F
I_ING-NEMO1 | NEMO Gen (BE to GB flow) | Nemo Link Limited | NEMO1 | I | ING-NEMO1 |  |  |  | P | P | 0.0019454 | 1020 | 0 | 0 | 0 | 0 | 0 | 0 | 0 | 0 | F | F | T | NEMOLINK | 2019-06-01 | F | F
I_ING-PWMR1 | NEMO IMPORT | PowerMart ApS | POMA | I | ING-PWMR1 |  |  |  | P | P | 0.0019454 | 1000 | 0 | 0 | 0 | 0 | 0 | 0 | 0 | 0 | F | F | T | NEMOLINK | 2019-06-01 | F | F
I_ING-STAT1 | NEMO Import | Statkraft Markets Gmbh | STATKRA1 | I | ING-STAT1 |  |  |  | P | P | 0.0019454 | 1000 | 0 | 0 | 0 | 0 | 0 | 0 | 0 | 0 | F | F | T | NEMOLINK | 2019-06-01 | F | F
I_ING-TGPL1 | NEMO Gen (BE to GB flow) | Total Gas & Power Ltd | TFEGP | I | ING-TGPL1 |  |  |  | P | P | 0.0019454 | 1000 | 0 | 0 | 0 | 0 | 0 | 0 | 0 | 0 | F | F | T | NEMOLINK | 2019-06-01 | F | F
I_ING-TRLS1 | NEMO_TRL_G | Trailstone GMBH | TRAILST0 | I | ING-TRLS1 |  |  |  | P | P | 0.0019454 | 500 | 0 | 0 | 0 | 0 | 0 | 0 | 0 | 0 | F | F | T | NEMOLINK | 2019-06-01 | F | F
I_ING-VTET1 | VET-NEMOLINK_G | Vattenfall Energy Trading | VTS | I | ING-VTET1 |  |  |  | P | P | 0.0019454 | 1000 | 0 | 0 | 0 | 0 | 0 | 0 | 0 | 0 | F | F | T | NEMOLINK | 2019-06-01 | F | F
M_ACTLLU_C | LU Acton Lane Supply | EDF Energy Customers Ltd | LENCO | T | [5 empty] | C | 0.010341 | 0 | -14 | 0.5453 | 0.5453 | 0 | -7.634 | -7.634 | 0 | 0 | F | F | F |  | 2019-06-01 |  | F
M_CAS-BEU01 | Beauly Cascade | SSE Generation Ltd | SSEGEN | T | CAS-BEU01 |  |  |  |  | P | -0.018832 | 97.1 | 0 | 0.4 | 0.4 | 0 | 0 | 0 | 38.84 | 38.84 | F | F | T |  | 2019-06-01 |  | T
M_CAS-CLU01 | Clunie Cascade | SSE Generation Ltd | SSEGEN | T | CAS-CLU01 |  |  |  |  | P | -0.018832 | 76.2 | 0 | 0.4 | 0.4 | 0 | 0 | 0 | 30.48 | 30.48 | F | F | T |  | 2019-06-01 |  | T
M_CAS-CON01 | Conon Cascade | SSE Generation Ltd | SSEGEN | T | CAS-CON01 |  |  |  |  | P | -0.018832 | 86.46 | 0 | 0.4 | 0.4 | 0 | 0 | 0 | 34.584 | 34.584 | F | F | T |  | 2019-06-01 |  | T
M_CAS-GAR01 | Garry Cascade | SSE Generation Ltd | SSEGEN | T | CAS-GAR01 |  |  |  |  | P | -0.018832 | 38.05 | 0 | 0.4 | 0.4 | 0 | 0 | 0 | 15.22 | 15.22 | F | F | T |  | 2019-06-01 |  | T
M_CAS-KIL01 | Killin Cascade | SSE Generation Ltd | SSEGEN | T | CAS-KIL01 |  |  |  |  | P | -0.018832 | 60 | 0 | 0.4 | 0.4 | 0 | 0 | 0 | 24 | 24 | F | F | T |  | 2019-06-01 |  | T
M_CAS-MOR01 | Moriston Cascade | SSE Generation Ltd | SSEGEN | T | CAS-MOR01 |  |  |  |  | P | -0.018832 | 76.72 | 0 | 0.4 | 0.4 | 0 | 0 | 0 | 30.688 | 30.688 | F | F | T |  | 2019-06-01 |  | T
M_GRTO | BS Grangetown Supply | EDF Energy Customers Ltd | LENCO | T |  |  |  | South Tees Site |  | C | -0.0063078 | 20 | -30 | 0.4054 | 0.4054 | 0 | -12.162 | -12.162 | 8.108 | 8.108 | F | F | F |  | 2019-06-01 |  | F
M_SLOY-1 | Sloy G1 | SSE Generation Ltd | SSEGEN | T | SLOY-1 |  |  |  |  | P | -0.018832 | 50 | 0 | 0.4 | 0.4 | 0 | 0 | 0 | 20 | 20 | F | F | T |  | 2019-06-01 |  | T
M_SLOY-4 | Sloy G4 | SSE Generation Ltd | SSEGEN | T | SLOY-4 |  |  |  |  | P | -0.018832 | 40 | 0 | 0.4 | 0.4 | 0 | 0 | 0 | 16 | 16 | F | F | T |  | 2019-06-01 |  | T
M_TEMP | BOC Brinsworth Supply | Orsted Power Sales (UK) Ltd | MAGNETIC | T | [5 empty] | C | -0.0010646 | 0 | -24 | 0.7315 | 0.7315 | 0 | -17.556 | -17.556 | 0 | 0 | F | F | F |  | 2019-06-01 |  | F
T_ABRBO-1 | ABRBO-1 | Aberdeen Offshore Wind Farm | ABERDEEN | T | ABRBO-1 |  |  |  |  | P | -0.018832 | 99 | -2 | 0.4 | 0.4 | 0 | -0.8 | -0.8 | 39.6 | 39.6 | F | F | T |  | 2019-06-01 | F | T
T_ABTH7 | Aberthaw main unit 7 | RWE Generation UK plc | INNOGY01 | T | ABTH7 |  |  | Aberthaw B Power Station |  | P | 0.0006465 | 545 | -18 | 0.4 | 0.4 | 0 | -7.2 | -7.2 | 218 | 218 | F | F | T |  | 2019-06-01 |  | T
T_ABTH7G | Aberthaw aux unit 7 | RWE Generation UK plc | INNOGY01 | T | ABTH7G |  |  | Aberthaw B Power Station |  | P | 0.0006465 | 19 | 0 | 0.4 | 0.4 | 0 | 0 | 0 | 7.6 | 7.6 | F | F | T |  | 2019-06-01 |  | T
T_ABTH8 | Aberthaw main unit 8 | RWE Generation UK plc | INNOGY01 | T | ABTH8 |  |  | Aberthaw B Power Station |  | P | 0.0006465 | 545 | -18 | 0.4 | 0.4 | 0 | -7.2 | -7.2 | 218 | 218 | F | F | T |  | 2019-06-01 |  | T
T_ABTH8G | Aberthaw aux unit 8 | RWE Generation UK plc | INNOGY01 | T | ABTH8G |  |  | Aberthaw B Power Station |  | P | 0.0006465 | 19 | 0 | 0.4 | 0.4 | 0 | 0 | 0 | 7.6 | 7.6 | F | F | T |  | 2019-06-01 |  | T
T_ABTH9 | Aberthaw main unit 9 | RWE Generation UK plc | INNOGY01 | T | ABTH9 |  |  | Aberthaw B Power Station |  | P | 0.0006465 | 545 | -18 | 0.4 | 0.4 | 0 | -7.2 | -7.2 | 218 | 218 | F | F | T |  | 2019-06-01 |  | T
T_ABTH9G | Aberthaw aux unit 9 | RWE Generation UK plc | INNOGY01 | T | ABTH9G |  |  | Aberthaw B Power Station |  | P | 0.0006465 | 19 | 0 | 0.4 | 0.4 | 0 | 0 | 0 | 7.6 | 7.6 | F | F | T |  | 2019-06-01 |  | T
T_ABTHD | Aberthaw station demand | RWE Generation UK plc | INNOGY01 | T |  |  |  | Aberthaw B Power Station |  | P | 0.0006465 | 20 | -79 | 0.316 | 0.316 | 0 | -24.964 | -24.964 | 6.32 | 6.32 | F | F | F |  | 2019-06-01 |  | F
T_ACHRW-1 | AChruach Wind Farm | Mobius Renewables Gen. (GB2 | AIRGEN2 | T | ACHRW-1 |  |  |  | P | P | -0.018832 | 42.6 | -0.238 | 0.4 | 0.4 | 0 | -0.095 | -0.095 | 17.04 | 17.04 | T | F | T |  | 2019-06-01 | F | T
T_AFTOW-1 | Afton Wind Farm | Afton Wind Farm Limited | AFTON | T | AFTOW-1 |  |  |  | P | P | -0.007489 | 50 | -2 | 0.4 | 0.4 | 0 | -0.8 | -0.8 | 20 | 20 | T | F | T |  | 2019-06-01 | F | T
T_AKGLD-2 | AIKENGALL II | Aikengall 2 CWCL | AIK2CWCL | T | AKGLD-2 |  |  |  |  | C | -0.007489 | 0 | -0.5 | 0.0687 | 0.0687 | 0 | -0.034 | -0.034 | 0 | 0 | F | F | F |  | 2019-06-01 | F | F
T_AKGLW-2 | AIKENGALL II | Aikengall 2 CWCL | AIK2CWCL | T | AKGLW-2 |  |  |  |  | P | -0.007489 | 63.84 | 0 | 0.4 | 0.4 | 0 | 0 | 0 | 25.536 | 25.536 | F | F | T |  | 2019-06-01 | F | T
T_ANGLD-1 | Anglesey Aluminium Demand | SSE Energy Supply Limited | SSE | T | ANGLD-1 |  |  | Wylfa Power Station |  | C | 0.0073777 | 0 | -8 | 0 | 0 | 0 | 0 | 0 | 0 | 0 | F | F | F |  | 2019-06-01 |  | F
T_ANSUW-1 | An Suidhe 1 | Npower Limited | NPOWER01 | T | ANSUW-1 |  |  |  | C | C | -0.018832 | 19.34 | -0.114 | 0.4 | 0.4 | 0 | -0.046 | -0.046 | 7.736 | 7.736 | T | F | T |  | 2019-06-01 | F | T
T_ARCHW-1 | Arecleoch | SP Renewables (UK) Limited | SPCRE01 | T | ARCHW-1 |  |  |  |  | P | -0.007489 | 114 | -3 | 0.4 | 0.4 | 0 | -1.2 | -1.2 | 45.6 | 45.6 | F | F | T |  | 2019-06-01 | F | T
T_BAGE-1 | BAGE-1 | Baglan Operations Ltd | BAGLAN | T | BAGE-1 |  |  | BAGLAN TRADING UNIT |  | P | 0.0006465 | 500 | -12 | 0.4 | 0.4 | 0 | -4.8 | -4.8 | 200 | 200 | F | F | T |  | 2019-06-01 |  | T
T_BAGE-2 | BAGE-2 | Baglan Operations Ltd | BAGLAN | T | BAGE-2 |  |  | BAGLAN TRADING UNIT |  | P | 0.0006465 | 32 | -8 | 0.4 | 0.4 | 0 | -3.2 | -3.2 | 12.8 | 12.8 | F | F | T |  | 2019-06-01 |  | T
T_BAGED-1 | Baglan Energy Park | Baglan Operations Ltd | BAGLAN | T | BAGED-1 |  |  | BAGLAN TRADING UNIT |  | P | 0.0006465 | 0 | -10 | 0.8321 | 0.8321 | 0 | -8.321 | -8.321 | 0 | 0 | F | F | F |  | 2019-06-01 |  | F
T_BAGTD-1 | T_BAGTD-1 | EDF Energy Customers Ltd | LENCO | T | BAGTD-1 |  |  |  |  | C | -0.007489 | 0 | -10 | 0.3661 | 0.3661 | 0 | -3.661 | -3.661 | 0 | 0 | F | F | T |  | 2019-06-01 | F | F
T_BARK-CTRL | Barking Chnl Tunnel RLink | Npower Limited | NPOWER01 | T | [5 empty] | C | 0.010341 | 0 | -31.91 | 0.3621 | 0.3621 | 0 | -11.555 | -11.555 | 0 | 0 | F | F | F |  | 2019-06-01 |  | F
T_BARK_NR | Barking NR | EDF Energy Customers Ltd | LENCO | T | [5 empty] | C | 0.010341 | 0 | -10 | 0.2995 | 0.2995 | 0 | -2.995 | -2.995 | 0 | 0 | F | F | F |  | 2019-06-01 |  | F
T_BDCHW-1 | Bad a Cheo Wind Farm | RWE Generation UK plc | INNOGY01 | T | BDCHW-1 |  |  |  |  | P | -0.018832 | 27 | -1 | 0.4 | 0.4 | 0 | -0.4 | -0.4 | 10.8 | 10.8 | F | F | T |  | 2019-06-01 | F | T
T_BEATD-1 | Beatrice Offshore WF Demand | Beatrice Offshore Windfarm Ltd | BOWL001 | T | [5 empty] | C | -0.018832 | 0 | -2 | 0.0664 | 0.0664 | 0 | -0.133 | -0.133 | 0 | 0 | F | F | F |  | 2019-06-01 | F | F
T_BEATO-1 | Beatrice Offshore WF 1 | Beatrice Offshore Windfarm Ltd | BOWL001 | T | BEATO-1 |  |  |  |  | P | -0.018832 | 252 | -2 | 0.4 | 0.4 | 0 | -0.8 | -0.8 | 100.8 | 100.8 | F | F | T |  | 2019-06-01 | F | T
T_BEATO-2 | Beatrice Offshore WF 2 | Beatrice Offshore Windfarm Ltd | BOWL001 | T | BEATO-2 |  |  |  |  | P | -0.018832 | 252 | -2 | 0.4 | 0.4 | 0 | -0.8 | -0.8 | 100.8 | 100.8 | F | F | T |  | 2019-06-01 | F | T
T_BEATO-3 | Beatrice Offshore WF 3 | Beatrice Offshore Windfarm Ltd | BOWL001 | T | BEATO-3 |  |  |  |  | P | -0.018832 | 256 | -2 | 0.4 | 0.4 | 0 | -0.8 | -0.8 | 102.4 | 102.4 | F | F | T |  | 2019-06-01 | F | T
T_BEATO-4 | Beatrice Offshore WF 4 | Beatrice Offshore Windfarm Ltd | BOWL001 | T | BEATO-4 |  |  |  |  | P | -0.018832 | 256 | -2 | 0.4 | 0.4 | 0 | -0.8 | -0.8 | 102.4 | 102.4 | F | F | T |  | 2019-06-01 | F | T
T_BEINW-1 | Beinneun Wind farm | Beinneun Wind Farm Ltd | BWF2016 | T | BEINW-1 |  |  |  |  | P | -0.018832 | 108.8 | -0.8 | 0.4 | 0.4 | 0 | -0.32 | -0.32 | 43.52 | 43.52 | F | F | T |  | 2019-06-01 | F | T
T_BHLAW-1 | Bhlaraidh Windfarm 1 | SSE Generation Ltd | SSEGEN | T | BHLAW-1 |  |  |  |  | P | -0.018832 | 108 | -6.9 | 0.4 | 0.4 | 0 | -2.76 | -2.76 | 43.2 | 43.2 | F | F | T |  | 2019-06-01 | F | T
T_BLKWW-1 | Blackcraig Windfarm | Blackcraig Wind Farm Limited | BLK2017 | T | BLKWW-1 |  |  |  |  | P | -0.007489 | 52.9 | -0.8 | 0.4 | 0.4 | 0 | -0.32 | -0.32 | 21.16 | 21.16 | F | F | T |  | 2019-06-01 | F | T
T_BLLA-1 | T_BLLA-1 | SP Renewables (UK) Limited | SPCRE01 | T | BLLA-1 |  |  |  |  | P | -0.007489 | 118 | -3 | 0.4 | 0.4 | 0 | -1.2 | -1.2 | 47.2 | 47.2 | F | F | T |  | 2019-06-01 |  | T
T_BLLA-2 | Black Law Windfarm Extension | SP Renewables (UK) Limited | SPCRE01 | T | BLLA-2 |  |  |  |  | P | -0.007489 | 69 | -2.5 | 0.4 | 0.4 | 0 | -1 | -1 | 27.6 | 27.6 | F | F | T |  | 2019-06-01 | F | T
T_BOWLW-1 | Barrow Offshore Wind | Barrow Offshore Wind Limited | DONG009 | T | BOWLW-1 |  |  |  | P | P | 0.002128 | 90 | -2 | 0.4 | 0.4 | 0 | -0.8 | -0.8 | 36 | 36 | T | F | T |  | 2019-06-01 | F | T
T_BPGRD-1 | T_BPGRD-1 | Grangemouth CHP Ltd | GCHP | T | BPGRD-1 |  |  | T_GRMO-1T_BPGRD-1 |  | P | -0.007489 | 0 | -120 | 0.4 | 0.4 | 0 | -48 | -48 | 0 | 0 | F | F | T |  | 2019-06-01 |  | T
T_BPGRD-2 | T_BPGRD-2 | Smartestenergy Limited | SMARTEST | T | BPGRD-2 |  |  |  |  | C | -0.007489 | 0 | -140 | 0.1208 | 0.1208 | 0 | -16.912 | -16.912 | 0 | 0 | F | F | T |  | 2019-06-01 |  | F
T_BRBEO-1 | BURBO_EXTENSION | Burbo Extension Limited | DONG010 | T | BRBEO-1 |  |  |  |  | P | 0.0073777 | 254.2 | -3 | 0.4 | 0.4 | 0 | -1.2 | -1.2 | 101.68 | 101.68 | F | F | T |  | 2019-06-01 | F | T
T_BRER_RTK | Brereton, Network Rail | EDF Energy Customers Ltd | LENCO | T | [5 empty] | C | 0.011082 | 0 | -26 | 0.3551 | 0.3551 | 0 | -9.233 | -9.233 | 0 | 0 | F | F | F |  | 2019-06-01 |  | F
T_BUSH_RTK | Bushey Railtrack | EDF Energy Customers Ltd | LENCO | T | [5 empty] | C | 0.0012543 | 0 | -26 | 0.3133 | 0.3133 | 0 | -8.146 | -8.146 | 0 | 0 | F | F | F |  | 2019-06-01 |  | F
T_CARR-1 | Carrington Power Ltd - Unit 1 | Carrington Power Ltd | CARRINGT | T | CARR-1 |  |  |  |  | P | 0.0073777 | 470 | -10 | 0.4 | 0.4 | 0 | -4 | -4 | 188 | 188 | F | F | T |  | 2019-06-01 | F | T
T_CARR-2 | Carrington Power Ltd - Unit 2 | Carrington Power Ltd | CARRINGT | T | CARR-2 |  |  |  |  | P | 0.0073777 | 470 | -10 | 0.4 | 0.4 | 0 | -4 | -4 | 188 | 188 | F | F | T |  | 2019-06-25 |  | T
T_CASKD-1 | Castner Kellner | Inovyn Chlor Energy LTD | IMPX | T | CASKD-1 |  |  | Rocksavage Trading Unit |  | P | 0.0073777 | 70 | -240 | 0.4 | 0.4 | 0 | -96 | -96 | 28 | 28 | F | F | T |  | 2019-06-01 |  | T
T_CDCL-1 | T_CDCL-1 | Uniper UK Limited | EECL | T | CDCL-1 |  |  |  |  | P | 0.0035322 | 445 | -12 | 0.4 | 0.4 | 0 | -4.8 | -4.8 | 178 | 178 | F | F | T |  | 2019-06-01 |  | T
T_CGTHW-1 | Corriegarth WF | Corriegarth Wind Energy LTD | CRGTHW | T | CGTHW-1 |  |  |  |  | P | -0.018832 | 69 | 0 | 0.4 | 0.4 | 0 | 0 | 0 | 27.6 | 27.6 | F | F | T |  | 2019-06-01 | F | T
T_CLACD-1 | Clachan Station Demand | SSE Generation Ltd | SSEGEN | T | CLACD-1 |  |  |  |  | C | -0.018832 | 0 | -0.1 | 0.2949 | 0.2949 | 0 | -0.029 | -0.029 | 0 | 0 | F | F | F |  | 2019-06-01 |  | F
T_CLDCW-1 | Clyde Central | Clyde Windfarm (Scotland) Ltd | CWSL | T | CLDCW-1 |  |  |  |  | P | -0.007489 | 225.4 | -10 | 0.4 | 0.4 | 0 | -4 | -4 | 90.16 | 90.16 | F | F | T |  | 2019-06-01 | F | T
T_CLDNW-1 | Clyde North | Clyde Windfarm (Scotland) Ltd | CWSL | T | CLDNW-1 |  |  |  |  | P | -0.007489 | 197.8 | -5 | 0.4 | 0.4 | 0 | -2 | -2 | 79.12 | 79.12 | F | F | T |  | 2019-06-01 | F | T
T_CLDSW-1 | Clyde South | Clyde Windfarm (Scotland) Ltd | CWSL | T | CLDSW-1 |  |  |  |  | P | -0.007489 | 197.8 | -5 | 0.4 | 0.4 | 0 | -2 | -2 | 79.12 | 79.12 | F | F | T |  | 2019-06-01 | F | T
T_CNQPS-1 | T_CNQPS-1 | Uniper UK Limited | EECL | T | CNQPS-1 |  |  | CONNAH'S QUAY PS TRADING UNIT |  | P | 0.0073777 | 346 | -20 | 0.4 | 0.4 | 0 | -8 | -8 | 138.4 | 138.4 | F | F | T |  | 2019-06-01 |  | T
T_CNQPS-2 | T_CNQPS-2 | Uniper UK Limited | EECL | T | CNQPS-2 |  |  | CONNAH'S QUAY PS TRADING UNIT |  | P | 0.0073777 | 346 | -20 | 0.4 | 0.4 | 0 | -8 | -8 | 138.4 | 138.4 | F | F | T |  | 2019-06-01 |  | T
T_CNQPS-3 | T_CNQPS-3 | Uniper UK Limited | EECL | T | CNQPS-3 |  |  | CONNAH'S QUAY PS TRADING UNIT |  | P | 0.0073777 | 346 | -20 | 0.4 | 0.4 | 0 | -8 | -8 | 138.4 | 138.4 | F | F | T |  | 2019-06-01 |  | T
T_CNQPS-4 | T_CNQPS-4 | Uniper UK Limited | EECL | T | CNQPS-4 |  |  | CONNAH'S QUAY PS TRADING UNIT |  | P | 0.0073777 | 356 | -20 | 0.4 | 0.4 | 0 | -8 | -8 | 142.4 | 142.4 | F | F | T |  | 2019-06-01 |  | T
T_CORM_RTK | Corey's Mill | EDF Energy Customers Ltd | LENCO | T | [5 empty] | C | 0.0012543 | 0 | -40 | 0.4271 | 0.4271 | 0 | -17.084 | -17.084 | 0 | 0 | F | F | F |  | 2019-06-01 |  | F
T_COSO-1 | Coryton Power Station | Coryton Energy Company Ltd | CECL | T | COSO-1 |  |  | Coryton LG Trading Unit |  | P | 0.0012543 | 800 | -15.471 | 0.4 | 0.4 | 0 | -6.188 | -6.188 | 320 | 320 | F | F | T |  | 2019-06-01 |  | T
T_COTPS-1 | T_COTPS-1 | EDF Energy (Thermal Generation | WBURTONB | T | COTPS-1 |  |  | COTTAM PS TRADING UNIT V2 |  | P | 0.0035322 | 506 | -0.02 | 0.4 | 0.4 | 0 | -0.008 | -0.008 | 202.4 | 202.4 | F | F | T |  | 2019-06-01 |  | T
T_COTPS-2 | T_COTPS-2 | EDF Energy (Thermal Generation | WBURTONB | T | COTPS-2 |  |  | COTTAM PS TRADING UNIT V2 |  | P | 0.0035322 | 516 | -0.02 | 0.4 | 0.4 | 0 | -0.008 | -0.008 | 206.4 | 206.4 | F | F | T |  | 2019-06-01 |  | T
T_COTPS-3 | T_COTPS-3 | EDF Energy (Thermal Generation | WBURTONB | T | COTPS-3 |  |  | COTTAM PS TRADING UNIT V2 |  | P | 0.0035322 | 518 | -6 | 0.4 | 0.4 | 0 | -2.4 | -2.4 | 207.2 | 207.2 | F | F | T |  | 2019-06-01 |  | T
T_COTPS-4 | T_COTPS-4 | EDF Energy (Thermal Generation | WBURTONB | T | COTPS-4 |  |  | COTTAM PS TRADING UNIT V2 |  | P | 0.0035322 | 505.2 | -0.04 | 0.4 | 0.4 | 0 | -0.016 | -0.016 | 202.08 | 202.08 | F | F | T |  | 2019-06-01 |  | T
T_COTPS-S | T_COTPS-S | EDF Energy (Thermal Generation | WBURTONB | T |  |  |  | COTTAM PS TRADING UNIT V2 |  | P | 0.0035322 | 0 | -70 | 0.1923 | 0.1923 | 0 | -13.461 | -13.461 | 0 | 0 | F | F | F |  | 2019-06-01 |  | F
T_COUWW-1 | Cour Wind Farm | Cour Wind farm (Scotland) Ltd | CWF2016 | T | COUWW-1 |  |  |  |  | P | -0.018832 | 20.5 | -0.4 | 0.4 | 0.4 | 0 | -0.16 | -0.16 | 8.2 | 8.2 | F | F | T |  | 2019-06-01 | F | T
T_CRGHD-1 | Carraig Gheal Wind Farm | Statkraft Markets Gmbh | STATKRA1 | T | CRGHD-1 |  |  | Carraig Gheal |  | P | -0.018832 | 0 | -0.2 | 0.5376 | 0.5376 | 0 | -0.108 | -0.108 | 0 | 0 | F | F | F |  | 2019-06-01 | F | F
T_CRGHW-1 | Carraig Gheal Wind Farm | Statkraft Markets Gmbh | STATKRA1 | T | CRGHW-1 |  |  | Carraig Gheal |  | P | -0.018832 | 46 | -0.2 | 0.4 | 0.4 | 0 | -0.08 | -0.08 | 18.4 | 18.4 | F | F | T |  | 2019-06-01 | F | T
T_CRMLD-1 | Corriemoillie demand | EDF Energy Customers Ltd | LENCO | T | [5 empty] | C | -0.018832 | 0 | -2 | 0.236 | 0.236 | 0 | -0.472 | -0.472 | 0 | 0 | F | F | F |  | 2019-06-01 | F | F
T_CRMLW-1 | Corriemoillie | EDF Energy Customers Ltd | LENCO | T | CRMLW-1 |  |  |  | C | C | -0.018832 | 48 | 0 | 0.4 | 0.4 | 0 | 0 | 0 | 19.2 | 19.2 | T | F | T |  | 2019-06-01 | F | T
T_CRUA-1 | T_CRUA-1 | Drax Generation Enterprise Ltd | SPGEN01 | T | CRUA-1 |  |  | Cruachan Power Station |  | C | -0.007489 | 123 | -134 | -0.011 | -0.011 | 0 | 1.474 | 1.474 | -1.353 | -1.353 | F | F | T |  | 2019-06-01 |  | F
T_CRUA-2 | T_CRUA-2 | Drax Generation Enterprise Ltd | SPGEN01 | T | CRUA-2 |  |  | Cruachan Power Station |  | C | -0.007489 | 123 | -134 | -0.0025 | -0.0025 | 0 | 0.335 | 0.335 | -0.308 | -0.308 | F | F | T |  | 2019-06-01 |  | F
T_CRUA-3 | T_CRUA-3 | Drax Generation Enterprise Ltd | SPGEN01 | T | CRUA-3 |  |  | Cruachan Power Station |  | C | -0.007489 | 100 | -120 | 0 | 0 | 0 | 0 | 0 | 0 | 0 | F | F | T |  | 2019-06-01 |  | F
T_CRUA-4 | T_CRUA-4 | Drax Generation Enterprise Ltd | SPGEN01 | T | CRUA-4 |  |  | Cruachan Power Station |  | C | -0.007489 | 104 | -120 | -0.057 | -0.057 | 0 | 6.84 | 6.84 | -5.928 | -5.928 | F | F | T |  | 2019-06-01 |  | F
T_CRUAD-1 | T_CRUAD-1 | Drax Generation Enterprise Ltd | SPGEN01 | T | CRUAD-1 |  |  | Cruachan Power Station |  | C | -0.007489 | 0 | -10 | 0 | 0 | 0 | 0 | 0 | 0 | 0 | F | F | T |  | 2019-06-01 |  | F
T_CRYRD-2 | Crystal Rig II Demand | Crystal Rig II Limited | CR2LTD | T | [5 empty] | C | -0.007489 | 0 | -4 | 0.1772 | 0.1772 | 0 | -0.709 | -0.709 | 0 | 0 | F | F | F |  | 2019-06-01 | F | F
T_CRYRW-2 | Crystal Rig II Windfarm | Crystal Rig II Limited | CR2LTD | T | CRYRW-2 |  |  |  |  | P | -0.007489 | 138 | -13.482 | 0.4 | 0.4 | 0 | -5.393 | -5.393 | 55.2 | 55.2 | F | F | T |  | 2019-06-28 | F | T
T_CRYRW-3 | Crystal Rig III | Crystal Rig 3 Limited | CR3LTD | T | CRYRW-3 |  |  |  | P | P | -0.007489 | 13.8 | -0.1 | 0.4 | 0.4 | 0 | -0.04 | -0.04 | 5.52 | 5.52 | T | F | T |  | 2019-06-01 | F | T
T_DALRD-1 | T_DALRD-1 | EDF Energy Customers Ltd | LENCO | T | DALRD-1 |  |  |  |  | C | -0.007489 | 0 | -10 | 0.5954 | 0.5954 | 0 | -5.954 | -5.954 | 0 | 0 | F | F | T |  | 2019-06-01 |  | F
T_DAMC-1 | Damhead Creek Ltd. | Drax Generation Enterprise Ltd | SPGEN01 | T | DAMC-1 |  |  |  |  | P | 0.0019454 | 820 | -12 | 0.4 | 0.4 | 0 | -4.8 | -4.8 | 328 | 328 | F | F | T |  | 2019-06-01 |  | T
T_DDGND-1 | Dudgeon Demand BMU 1 | Dudgeon Offshore Wind Ltd | DUDGEON | T | [5 empty] | C | 0.0012543 | 0 | -0.208 | 1 | 1 | 0 | -0.208 | -0.208 | 0 | 0 | F | F | F |  | 2019-06-01 | F | F
T_DDGNO-1 | Dudgeon Generator BMU 1 | Dudgeon Offshore Wind Ltd | DUDGEON | T | DDGNO-1 |  |  |  |  | P | 0.0012543 | 108 | -1 | 0.4 | 0.4 | 0 | -0.4 | -0.4 | 43.2 | 43.2 | F | F | T |  | 2019-06-01 | F | T
T_DDGNO-2 | Dudgeon Generator BMU 2 | Dudgeon Offshore Wind Ltd | DUDGEON | T | DDGNO-2 |  |  |  |  | P | 0.0012543 | 90 | -1 | 0.4 | 0.4 | 0 | -0.4 | -0.4 | 36 | 36 | F | F | T |  | 2019-06-01 | F | T
T_DDGNO-3 | Dudgeon Generator BMU 3 | Dudgeon Offshore Wind Ltd | DUDGEON | T | DDGNO-3 |  |  |  |  | P | 0.0012543 | 102 | -1 | 0.4 | 0.4 | 0 | -0.4 | -0.4 | 40.8 | 40.8 | F | F | T |  | 2019-06-01 | F | T
T_DDGNO-4 | Dudgeon Generator BMU 4 | Dudgeon Offshore Wind Ltd | DUDGEON | T | DDGNO-4 |  |  |  |  | P | 0.0012543 | 102 | -1 | 0.4 | 0.4 | 0 | -0.4 | -0.4 | 40.8 | 40.8 | F | F | T |  | 2019-06-01 | F | T
T_DEAND-1 | Deanie Station Demand | SSE Generation Ltd | SSEGEN | T | DEAND-1 |  |  |  |  | C | -0.018832 | 0 | -0.1 | 0.0792 | 0.0792 | 0 | -0.008 | -0.008 | 0 | 0 | F | F | F |  | 2019-06-01 |  | F
T_DIDCB5 | Didcot B main unit 5 | RWE Generation UK plc | INNOGY01 | T | DIDCB5 |  |  | Didcot B Power Station |  | P | 0.0071618 | 780 | -10 | 0.4 | 0.4 | 0 | -4 | -4 | 312 | 312 | F | F | T |  | 2019-06-01 |  | T
T_DIDCB6 | Didcot B main unit 6 | RWE Generation UK plc | INNOGY01 | T | DIDCB6 |  |  | Didcot B Power Station |  | P | 0.0071618 | 710 | -10 | 0.4 | 0.4 | 0 | -4 | -4 | 284 | 284 | F | F | T |  | 2019-06-01 |  | T
T_DINO-1 | Dinorwig 1 | First Hydro Company | FSTHYDRO | T | DINO-1 |  |  | DINORWIG |  | P | 0.0073777 | 320 | -300 | 0.4 | 0.4 | 0 | -120 | -120 | 128 | 128 | F | F | T |  | 2019-06-01 |  | T
T_DINO-2 | Dinorwig 2 | First Hydro Company | FSTHYDRO | T | DINO-2 |  |  | DINORWIG |  | P | 0.0073777 | 320 | -294 | 0.4 | 0.4 | 0 | -117.6 | -117.6 | 128 | 128 | F | F | T |  | 2019-06-01 |  | T
T_DINO-3 | Dinorwig 3 | First Hydro Company | FSTHYDRO | T | DINO-3 |  |  | DINORWIG |  | P | 0.0073777 | 320 | -298 | 0.4 | 0.4 | 0 | -119.2 | -119.2 | 128 | 128 | F | F | T |  | 2019-06-01 |  | T
T_DINO-4 | Dinorwig 4 | First Hydro Company | FSTHYDRO | T | DINO-4 |  |  | DINORWIG |  | P | 0.0073777 | 320 | -294 | 0.4 | 0.4 | 0 | -117.6 | -117.6 | 128 | 128 | F | F | T |  | 2019-06-01 |  | T
T_DINO-5 | Dinorwig 5 | First Hydro Company | FSTHYDRO | T | DINO-5 |  |  | DINORWIG |  | P | 0.0073777 | 320 | -299 | 0.4 | 0.4 | 0 | -119.6 | -119.6 | 128 | 128 | F | F | T |  | 2019-06-01 |  | T
T_DINO-6 | Dinorwig 6 | First Hydro Company | FSTHYDRO | T | DINO-6 |  |  | DINORWIG |  | P | 0.0073777 | 320 | -294 | 0.4 | 0.4 | 0 | -117.6 | -117.6 | 128 | 128 | F | F | T |  | 2019-06-01 |  | T
T_DNGB-D | Dungeness B Station Demand | EDF Energy Nuclear Generation | BEGL001 | T | DNGBD-1 |  |  | DUNGENESS B POWER STATION |  | P | 0.0019454 | 0 | -80 | 0.4 | 0.4 | 0 | -32 | -32 | 0 | 0 | F | F | T |  | 2019-06-01 |  | T
T_DNGB21 | Dungeness B Generator 21 | EDF Energy Nuclear Generation | BEGL001 | T | DNGB21 |  |  | DUNGENESS B POWER STATION |  | P | 0.0019454 | 550 | 0 | 0.4 | 0.4 | 0 | 0 | 0 | 220 | 220 | F | F | T |  | 2019-06-01 |  | T
T_DNGB22 | Dungeness B Generator 22 | EDF Energy Nuclear Generation | BEGL001 | T | DNGB22 |  |  | DUNGENESS B POWER STATION |  | P | 0.0019454 | 550 | 0 | 0.4 | 0.4 | 0 | 0 | 0 | 220 | 220 | F | F | T |  | 2019-06-01 |  | T
T_DNLWW-1 | Dunlaw Extension | SP Renewables (UK) Limited | SPCRE01 | T | DNLWW-1 |  |  |  |  | P | -0.007489 | 29.75 | -2 | 0.4 | 0.4 | 0 | -0.8 | -0.8 | 11.9 | 11.9 | F | F | T |  | 2019-06-01 |  | T
T_DOREW-1 | Dorenell Wind Farm One | Dorenell Windfarm Limited | DORWIND | T | DOREW-1 |  |  |  |  | P | -0.018832 | 156.92 | -3.3 | 0.4 | 0.4 | 0 | -1.32 | -1.32 | 62.768 | 62.768 | F | F | T |  | 2019-06-01 | F | T
T_DOREW-2 | Dorenell Wind Farm Two | Dorenell Windfarm Limited | DORWIND | T | DOREW-2 |  |  |  |  | P | -0.018832 | 156.92 | -3.3 | 0.4 | 0.4 | 0 | -1.32 | -1.32 | 62.768 | 62.768 | F | F | T |  | 2019-06-01 | F | T
T_DRAXX-1 | T_DRAXX-1 | Drax Power Ltd | DRAX | T | DRAXX-1 |  |  | Drax Power Station |  | P | -0.0010646 | 660 | 0 | 0.4 | 0.4 | 0 | 0 | 0 | 264 | 264 | F | F | T |  | 2019-06-01 |  | T
T_DRAXX-10G | T_DRAXX-10G | Drax Power Ltd | DRAX | T | DRAXX-10G |  |  | Drax Power Station |  | P | -0.0010646 | 35 | 0 | 0.4 | 0.4 | 0 | 0 | 0 | 14 | 14 | F | F | T |  | 2019-06-01 |  | T
T_DRAXX-12G | T_DRAXX-12G | Drax Power Ltd | DRAX | T | DRAXX-12G |  |  | Drax Power Station |  | P | -0.0010646 | 35 | 0 | 0.4 | 0.4 | 0 | 0 | 0 | 14 | 14 | F | F | T |  | 2019-06-01 |  | T
T_DRAXX-2 | T_DRAXX-2 | Drax Power Ltd | DRAX | T | DRAXX-2 |  |  | Drax Power Station |  | P | -0.0010646 | 645 | 0 | 0.4 | 0.4 | 0 | 0 | 0 | 258 | 258 | F | F | T |  | 2019-06-01 |  | T
T_DRAXX-3 | T_DRAXX-3 | Drax Power Ltd | DRAX | T | DRAXX-3 |  |  | Drax Power Station |  | P | -0.0010646 | 660 | 0 | 0.4 | 0.4 | 0 | 0 | 0 | 264 | 264 | F | F | T |  | 2019-06-01 |  | T
T_DRAXX-4 | T_DRAXX-4 | Drax Power Ltd | DRAX | T | DRAXX-4 |  |  | Drax Power Station |  | P | -0.0010646 | 645 | -6.992 | 0.4 | 0.4 | 0 | -2.797 | -2.797 | 258 | 258 | F | F | T |  | 2019-06-01 |  | T
T_DRAXX-5 | T_DRAXX-5 | Drax Power Ltd | DRAX | T | DRAXX-5 |  |  | Drax Power Station |  | P | -0.0010646 | 645 | 0 | 0.4 | 0.4 | 0 | 0 | 0 | 258 | 258 | F | F | T |  | 2019-06-01 |  | T
T_DRAXX-6 | T_DRAXX-6 | Drax Power Ltd | DRAX | T | DRAXX-6 |  |  | Drax Power Station |  | P | -0.0010646 | 645 | -7.232 | 0.4 | 0.4 | 0 | -2.893 | -2.893 | 258 | 258 | F | F | T |  | 2019-06-01 |  | T
T_DRAXX-9G | T_DRAXX-9G | Drax Power Ltd | DRAX | T | DRAXX-9G |  |  | Drax Power Station |  | P | -0.0010646 | 35 | 0 | 0.4 | 0.4 | 0 | 0 | 0 | 14 | 14 | F | F | T |  | 2019-06-01 |  | T
T_DRSLW-1 | Dersalloch Windfarm | SP Renewables (UK) Limited | SPCRE01 | T | DRSLW-1 |  |  |  |  | P | -0.007489 | 69 | -2.5 | 0.4 | 0.4 | 0 | -1 | -1 | 27.6 | 27.6 | F | F | T |  | 2019-06-01 | F | T
T_DUNGA-D | Dungeness A | EDF Energy Customers Ltd | LENCO | T | [5 empty] | C | 0.0019454 | 0 | -2 | 0.6991 | 0.6991 | 0 | -1.398 | -1.398 | 0 | 0 | F | F | F |  | 2019-06-01 |  | F
T_DUNGW-1 | Dunmglass Windfarm 1 | Dunmaglass Wind Farm Limited | DNMG | T | DUNGW-1 |  |  |  |  | P | -0.018832 | 188 | -2 | 0.4 | 0.4 | 0 | -0.8 | -0.8 | 75.2 | 75.2 | F | F | T |  | 2019-06-01 | F | T
T_EAAO-1 | East Anglia One Offshore 1 | East Anglia One Limited | EAOWIND | T | EAAO-1 |  |  |  |  | P | 0.0012543 | 340 | -3 | 0.4 | 0.4 | 0 | -1.2 | -1.2 | 136 | 136 | F | F | T |  | 2019-07-08 | F | T
T_EAAO-2 | East Anglia One Offshore 2 | East Anglia One Limited | EAOWIND | T | EAAO-2 |  |  |  |  | P | 0.0012543 | 340 | -3 | 0.4 | 0.4 | 0 | -1.2 | -1.2 | 136 | 136 | F | F | T |  | 2019-07-08 | F | T
T_ECCFD-1 | T_ECCFD-1 | EDF Energy Customers Ltd | LENCO | T | ECCFD-1 |  |  |  |  | C | -0.007489 | 0 | -10 | 0.2626 | 0.2626 | 0 | -2.626 | -2.626 | 0 | 0 | F | F | T |  | 2019-06-01 |  | F
T_EDINW-1 | Edinbane Windfarm | Vattenfall Wind Power Ltd | VWPL | T | EDINW-1 |  |  |  | P | P | -0.018832 | 41.4 | 0 | 0.4 | 0.4 | 0 | 0 | 0 | 16.56 | 16.56 | T | F | T |  | 2019-06-01 | F | T
T_EECL-1 | Enfield Energy Centre Ltd BMU1 | Uniper UK Limited | EECL | T | EECL-1 |  |  |  |  | P | 0.010341 | 416 | -8 | 0.4 | 0.4 | 0 | -3.2 | -3.2 | 166.4 | 166.4 | F | F | T |  | 2019-06-01 |  | T
T_EGLSD-1 | T_EGLSD-1 | EDF Energy Customers Ltd | LENCO | T | EGLSD-1 |  |  |  |  | C | -0.007489 | 0 | -12 | 0.4083 | 0.4083 | 0 | -4.9 | -4.9 | 0 | 0 | F | F | T |  | 2019-06-01 |  | F
T_ELSTR-1 | T_ELSTR-1 | EDF Energy Customers Ltd | LENCO | T | [5 empty] | C | 0.0012543 | 0 | -20 | 0.3887 | 0.3887 | 0 | -7.774 | -7.774 | 0 | 0 | F | F | F |  | 2019-06-01 |  | F
T_ELVAD-1 | T_ELVAD-1 | EDF Energy Customers Ltd | LENCO | T | ELVAD-1 |  |  |  |  | C | -0.007489 | 0 | -14 | 0.2733 | 0.2733 | 0 | -3.826 | -3.826 | 0 | 0 | F | F | T |  | 2019-06-01 |  | F
T_ERRO-1 | Errochty G1 | SSE Generation Ltd | SSEGEN | T | ERRO-1 |  |  |  |  | P | -0.018832 | 25 | 0 | 0.4 | 0.4 | 0 | 0 | 0 | 10 | 10 | F | F | T |  | 2019-06-01 |  | T
T_ERRO-2 | Errochty G2 | SSE Generation Ltd | SSEGEN | T | ERRO-2 |  |  |  |  | P | -0.018832 | 25 | 0 | 0.4 | 0.4 | 0 | 0 | 0 | 10 | 10 | F | F | T |  | 2019-06-01 |  | T
T_ERRO-3 | Errochty G3 | SSE Generation Ltd | SSEGEN | T | ERRO-3 |  |  |  |  | P | -0.018832 | 25 | 0 | 0.4 | 0.4 | 0 | 0 | 0 | 10 | 10 | F | F | T |  | 2019-06-01 |  | T
T_EWHLW-1 | Ewe Hill II Windfarm | SP Renewables (UK) Limited | SPCRE01 | T | EWHLW-1 |  |  |  |  | P | -0.007489 | 37 | -2 | 0.4 | 0.4 | 0 | -0.8 | -0.8 | 14.8 | 14.8 | F | F | T |  | 2019-06-01 | F | T
T_EXMOSSD-1 | Exxon Mossmoran | Orsted Power Sales (UK) Ltd | MAGNETIC | T | MOSWD-1 |  |  |  |  | C | -0.007489 | 3 | -16 | 0.8091 | 0.8091 | 0 | -12.946 | -12.946 | 2.427 | 2.427 | F | F | T |  | 2019-06-01 |  | F
T_FALGD-1 | Fallago Rig Demand | Fallago Rig Wind Farm Limited | FALLAGO | T | FALGD-1 |  |  |  |  | C | -0.007489 | 0 | -6 | 0.2601 | 0.2601 | 0 | -1.561 | -1.561 | 0 | 0 | F | F | F |  | 2019-06-01 | F | F
T_FALGW-1 | Fallago Rig Wind Farm | Fallago Rig Wind Farm Limited | FALLAGO | T | FALGW-1 |  |  |  |  | P | -0.007489 | 144 | -2.5 | 0.4 | 0.4 | 0 | -1 | -1 | 57.6 | 57.6 | F | F | T |  | 2019-06-01 | F | T
T_FARR-1 | Farr Unit 1 | Edgware Energy Limited | EDGWARE | T | FAARW-1 |  |  |  | C | C | -0.018832 | 92 | -14 | 0.4 | 0.4 | 0 | -5.6 | -5.6 | 36.8 | 36.8 | T | F | T |  | 2019-06-01 |  | T
T_FARR-2 | Farr Unit 2 | Edgware Energy Limited | EDGWARE | T | FAARW-2 |  |  |  | C | C | -0.018832 | 92 | -14 | 0.4 | 0.4 | 0 | -5.6 | -5.6 | 36.8 | 36.8 | T | F | T |  | 2019-06-01 |  | T
T_FASN-1 | Fasnakyle G1 | SSE Generation Ltd | SSEGEN | T | FASN-1 |  |  |  |  | P | -0.018832 | 23 | 0 | 0.4 | 0.4 | 0 | 0 | 0 | 9.2 | 9.2 | F | F | T |  | 2019-06-01 |  | T
T_FASN-2 | Fasnakyle G2 | SSE Generation Ltd | SSEGEN | T | FASN2 |  |  |  |  | P | -0.018832 | 23 | 0 | 0.4 | 0.4 | 0 | 0 | 0 | 9.2 | 9.2 | F | F | T |  | 2019-06-01 |  | T
T_FFES-1 | Ffestioniog 1 | First Hydro Company | FSTHYDRO | T | FFES-1 |  |  | Ffestiniog Power Station |  | P | 0.0073777 | 90 | -75 | 0.4 | 0.4 | 0 | -30 | -30 | 36 | 36 | F | F | T |  | 2019-06-01 |  | T
T_FFES-2 | Ffestioniog 2 | First Hydro Company | FSTHYDRO | T | FFES-2 |  |  | Ffestiniog Power Station |  | P | 0.0073777 | 90 | -75 | 0.4 | 0.4 | 0 | -30 | -30 | 36 | 36 | F | F | T |  | 2019-06-01 |  | T
T_FFES-3 | Ffestioniog 3 | First Hydro Company | FSTHYDRO | T | FFES-3 |  |  | Ffestiniog Power Station |  | P | 0.0073777 | 90 | -75 | 0.4 | 0.4 | 0 | -30 | -30 | 36 | 36 | F | F | T |  | 2019-06-01 |  | T
T_FFES-4 | Ffestioniog 4 | First Hydro Company | FSTHYDRO | T | FFES-4 |  |  | Ffestiniog Power Station |  | P | 0.0073777 | 90 | -75 | 0.4 | 0.4 | 0 | -30 | -30 | 36 | 36 | F | F | T |  | 2019-06-01 |  | T
T_FFESST1 | Ffestiniog ST1 | First Hydro Company | FSTHYDRO | T |  |  |  | Ffestiniog Power Station |  | P | 0.0073777 | 0 | -1 | 0.6681 | 0.6681 | 0 | -0.668 | -0.668 | 0 | 0 | F | F | F |  | 2019-06-01 |  | F
T_FIDL-1 | Fiddler's Ferry 1 | Keadby Generation Limited | KGL | T | FIDL-1 |  |  | Fiddler's Ferry Power Station |  | P | 0.0073777 | 490 | -20 | 0.4 | 0.4 | 0 | -8 | -8 | 196 | 196 | F | F | T |  | 2019-06-01 |  | T
T_FIDL-2 | Fiddler's Ferry 2 | Keadby Generation Limited | KGL | T | FIDL-2 |  |  | Fiddler's Ferry Power Station |  | P | 0.0073777 | 490 | -20 | 0.4 | 0.4 | 0 | -8 | -8 | 196 | 196 | F | F | T |  | 2019-06-01 |  | T
T_FIDL-2G | Fiddler's Ferry GT2 | Keadby Generation Limited | KGL | T | FIDL-2G |  |  | Fiddler's Ferry Power Station |  | P | 0.0073777 | 24 | -1 | 0.4 | 0.4 | 0 | -0.4 | -0.4 | 9.6 | 9.6 | F | F | T |  | 2019-06-01 |  | T
T_FIDL-3 | Fiddler's Ferry 3 | Keadby Generation Limited | KGL | T | FIDL-3 |  |  | Fiddler's Ferry Power Station |  | P | 0.0073777 | 490 | -20 | 0.4 | 0.4 | 0 | -8 | -8 | 196 | 196 | F | F | T |  | 2019-06-01 |  | T
T_FIDL-3G | Fiddler's Ferry GT 3 | Keadby Generation Limited | KGL | T | FIDL-3G |  |  | Fiddler's Ferry Power Station |  | P | 0.0073777 | 18 | -1 | 0.4 | 0.4 | 0 | -0.4 | -0.4 | 7.2 | 7.2 | F | F | T |  | 2019-06-01 |  | T
T_FIDL-4 | Fiddler's Ferry 4 | Keadby Generation Limited | KGL | T | FIDL-4 |  |  | Fiddler's Ferry Power Station |  | P | 0.0073777 | 510 | -1 | 0.4 | 0.4 | 0 | -0.4 | -0.4 | 204 | 204 | F | F | T |  | 2019-06-01 |  | T
T_FIDLST1 | Fiddler's Ferry ST1 | Keadby Generation Limited | KGL | T | FIDLST1 |  |  | Fiddler's Ferry Power Station |  | P | 0.0073777 | 20 | -66 | 0.4 | 0.4 | 0 | -26.4 | -26.4 | 8 | 8 | F | F | T |  | 2019-06-01 |  | T
T_FINL-1 | Finlarig | SSE Generation Ltd | SSEGEN | T | FINL-1 |  |  |  |  | P | -0.018832 | 16.5 | 0 | 0.4 | 0.4 | 0 | 0 | 0 | 6.6 | 6.6 | F | F | T |  | 2019-06-01 |  | T
T_FOXJD-1 | Didcot - Foxhall 1 | EDF Energy Customers Ltd | LENCO | T | [5 empty] | C | 0.0071618 | 0 | -48 | 0.3326 | 0.3326 | 0 | -15.965 | -15.965 | 0 | 0 | F | F | F |  | 2019-06-01 | F | F
T_FOXJD-2 | Didcot - Foxhall 2 | EDF Energy Customers Ltd | LENCO | T | [5 empty] | C | 0.0071618 | 0 | -14 | 0.021 | 0.021 | 0 | -0.294 | -0.294 | 0 | 0 | F | F | F |  | 2019-06-01 | F | F
T_FOYE-1 | Foyers G1 | SSE Generation Ltd | SSEGEN | T | FOYE-1 |  |  | FOYERS POWER STATION |  | P | -0.018832 | 160 | -156 | 0.4 | 0.4 | 0 | -62.4 | -62.4 | 64 | 64 | F | F | T |  | 2019-06-01 |  | T
T_FOYE-2 | Foyers G2 | SSE Generation Ltd | SSEGEN | T | FOYE-2 |  |  | FOYERS POWER STATION |  | P | -0.018832 | 160 | -156 | 0.4 | 0.4 | 0 | -62.4 | -62.4 | 64 | 64 | F | F | T |  | 2019-06-01 |  | T
T_FOYED-1 | Foyers Stn Txs | SSE Generation Ltd | SSEGEN | T | FOYED-1 |  |  | FOYERS POWER STATION |  | P | -0.018832 | 0 | -7 | 0.2543 | 0.2543 | 0 | -1.78 | -1.78 | 0 | 0 | F | F | F |  | 2019-06-01 |  | F
T_FROD_NR | Network Rail Frodsham | EDF Energy Customers Ltd | LENCO | T | [5 empty] | C | 0.0073777 | 0 | -16 | 0.3665 | 0.3665 | 0 | -5.864 | -5.864 | 0 | 0 | F | F | F |  | 2019-06-01 |  | F
T_FSDLW-1 | Freasdail Wind Farm | Freasdail Energy Limited | FEL | T | FSDLW-1 |  |  |  |  | P | -0.018832 | 22.2 | -0.4 | 0.4 | 0.4 | 0 | -0.16 | -0.16 | 8.88 | 8.88 | F | F | T |  | 2019-06-01 | F | T
T_GANW-11 | Galloper OSP 11 | Galloper Offshore WindFarm Ltd | GALOWFL | T | GAOFO-1 |  |  |  |  | P | 0.0012543 | 88 | -3 | 0.4 | 0.4 | 0 | -1.2 | -1.2 | 35.2 | 35.2 | F | F | T |  | 2019-06-01 | F | T
T_GANW-13 | Galloper OSP 13 | Galloper Offshore WindFarm Ltd | GALOWFL | T | GAOFO-3 |  |  |  |  | P | 0.0012543 | 88 | -3 | 0.4 | 0.4 | 0 | -1.2 | -1.2 | 35.2 | 35.2 | F | F | T |  | 2019-06-01 | F | T
T_GANW-22 | Galloper OSP 22 | Galloper Offshore WindFarm Ltd | GALOWFL | T | GAOFO-2 |  |  |  |  | P | 0.0012543 | 88 | -3 | 0.4 | 0.4 | 0 | -1.2 | -1.2 | 35.2 | 35.2 | F | F | T |  | 2019-06-01 | F | T
T_GANW-24 | Galloper OSP 24 | Galloper Offshore WindFarm Ltd | GALOWFL | T | GAOFO-4 |  |  |  |  | P | 0.0012543 | 88 | -3 | 0.4 | 0.4 | 0 | -1.2 | -1.2 | 35.2 | 35.2 | F | F | T |  | 2019-06-01 | F | T
T_GLEND-1 | Dundreggan Station Demand | SSE Generation Ltd | SSEGEN | T | GLEND-1 |  |  |  |  | C | -0.018832 | 0 | -0.1 | 0.0936 | 0.0936 | 0 | -0.009 | -0.009 | 0 | 0 | F | F | F |  | 2019-06-01 |  | F
T_GLNDO-1 | Glendoe Generator 1 | SSE Generation Ltd | SSEGEN | T | GLNDO-1 |  |  |  |  | P | -0.018832 | 100 | 0 | 0.4 | 0.4 | 0 | 0 | 0 | 40 | 40 | F | F | T |  | 2019-06-01 |  | T
T_GLNDOD1 | Glendoe Earthing Tx Stn Dem | SSE Generation Ltd | SSEGEN | T | GLNDOD1 |  |  |  |  | C | -0.018832 | 0 | 0 | 0.3507 | 0.3507 | 0 | 0 | 0 | 0 | 0 | F | F | F |  | 2019-06-01 |  | F
T_GLNG | Grain LNG Terminal | SSE Energy Supply Limited | SSE | T | [5 empty] | C | 0.0019454 | 0 | -60 | 0.5355 | 0.5355 | 0 | -32.13 | -32.13 | 0 | 0 | F | F | F |  | 2019-06-01 |  | F
T_GLWSW-1 | Galawhistle Wind Farm | GALAWHISTLE WIND FARM | GALAWWF | T | GLWSW-1 |  |  |  | P | P | -0.007489 | 55.2 | -0.71 | 0.4 | 0.4 | 0 | -0.284 | -0.284 | 22.08 | 22.08 | T | F | T |  | 2019-06-01 | F | T
T_GNAPW-1 | Glen App Windfarm | SP Renewables (UK) Limited | SPCRE01 | T | GNAPW-1 |  |  |  |  | P | -0.007489 | 22 | -2 | 0.4 | 0.4 | 0 | -0.8 | -0.8 | 8.8 | 8.8 | F | F | T |  | 2019-06-01 | F | T
T_GNFSW-1 | Gunfleet Sands 1 | Gunfleet Sands Limited | DONG005 | T | GNFSW-1 |  |  |  | P | P | 0.0012543 | 108 | -2 | 0.4 | 0.4 | 0 | -0.8 | -0.8 | 43.2 | 43.2 | T | F | T |  | 2019-06-01 | F | T
T_GNFSW-2 | Gunfleet Sands 2 | Gunfleet Sands II Limited | DONG006 | T | GNFSW-2 |  |  |  | P | P | 0.0012543 | 64 | -1 | 0.4 | 0.4 | 0 | -0.4 | -0.4 | 25.6 | 25.6 | T | F | T |  | 2019-06-01 | F | T
T_GNHLD-1 | Greenhill 1 | EDF Energy Customers Ltd | LENCO | T | [5 empty] | C | -0.007489 | 10 | -12 | -0.2408 | -0.2408 | 0 | 2.89 | 2.89 | -2.408 | -2.408 | F | F | F |  | 2019-06-01 | F | F
T_GNHLD-2 | Greenhill 2 | EDF Energy Customers Ltd | LENCO | T | [5 empty] | C | -0.007489 | 6 | -10 | -0.2416 | -0.2416 | 0 | 2.416 | 2.416 | -1.45 | -1.45 | F | F | F |  | 2019-06-01 | F | F
T_GNHLD-3 | Greenhill 3 | EDF Energy Customers Ltd | LENCO | T | [5 empty] | C | -0.007489 | 2 | -10 | 0 | 0 | 0 | 0 | 0 | 0 | 0 | F | F | F |  | 2019-06-01 | F | F
T_GORDD-1 | Gordonbush Demand | SSE Generation Ltd | SSEGEN | T | GORDD-1 |  |  |  |  | C | -0.018832 | 0 | -10 | 0.4175 | 0.4175 | 0 | -4.175 | -4.175 | 0 | 0 | F | F | F |  | 2019-06-01 | F | F
T_GORDW-1 | Gordon Bush | SSE Generation Ltd | SSEGEN | T | GORDW-1 |  |  |  |  | P | -0.018832 | 70 | -1 | 0.4 | 0.4 | 0 | -0.4 | -0.4 | 28 | 28 | F | F | T |  | 2019-06-01 |  | T
T_GOWKD-1 | T_GOWKD-1 | EDF Energy Customers Ltd | LENCO | T | GOWKD-1 |  |  |  |  | C | -0.007489 | 0 | -12 | 0.423 | 0.423 | 0 | -5.076 | -5.076 | 0 | 0 | F | F | T |  | 2019-06-01 |  | F
T_GRAI-6 | T_GRAI-6 | Uniper UK Limited | EECL | T | GRAI-6 |  |  | GRAIN PS TRADING UNIT |  | P | 0.0019454 | 468 | -14 | 0.4 | 0.4 | 0 | -5.6 | -5.6 | 187.2 | 187.2 | F | F | T |  | 2019-06-01 | F | T
T_GRAI-7 | T_GRAI-7 | Uniper UK Limited | EECL | T | GRAI-7 |  |  | GRAIN PS TRADING UNIT |  | P | 0.0019454 | 468 | -14 | 0.4 | 0.4 | 0 | -5.6 | -5.6 | 187.2 | 187.2 | F | F | T |  | 2019-06-01 | F | T
T_GRAI-8 | T_GRAI-8 | Uniper UK Limited | EECL | T | GRAI-8 |  |  | GRAIN PS TRADING UNIT |  | P | 0.0019454 | 468 | -14 | 0.4 | 0.4 | 0 | -5.6 | -5.6 | 187.2 | 187.2 | F | F | T |  | 2019-06-01 | F | T
T_GRAI-S | T_GRAI-S | Uniper UK Limited | EECL | T |  |  |  | GRAIN PS TRADING UNIT |  | P | 0.0019454 | 52 | -40 | 0.3075 | 0.3075 | 0 | -12.3 | -12.3 | 15.99 | 15.99 | F | F | F |  | 2019-06-01 |  | F
T_GRAI1G | T_GRAI1G | Uniper UK Limited | EECL | T | GRAI1G |  |  | GRAIN PS TRADING UNIT |  | P | 0.0019454 | 30 | 0 | 0.4 | 0.4 | 0 | 0 | 0 | 12 | 12 | F | F | T |  | 2019-06-01 |  | T
T_GRAI4G | T_GRAI4G | Uniper UK Limited | EECL | T | GRAI4G |  |  | GRAIN PS TRADING UNIT |  | P | 0.0019454 | 28 | 0 | 0.4 | 0.4 | 0 | 0 | 0 | 11.2 | 11.2 | F | F | T |  | 2019-06-01 |  | T
T_GRGBW-1 | Greater Gabbard Module 1 | Greater Gabbard Offshore Winds | GGOWL | T | GRGBW-1 |  |  |  |  | P | 0.0012543 | 167 | -5 | 0.4 | 0.4 | 0 | -2 | -2 | 66.8 | 66.8 | F | F | T |  | 2019-06-01 | F | T
T_GRGBW-2 | Greater Gabbard Module 2 | Greater Gabbard Offshore Winds | GGOWL | T | GRGBW-2 |  |  |  |  | P | 0.0012543 | 167 | -5 | 0.4 | 0.4 | 0 | -2 | -2 | 66.8 | 66.8 | F | F | T |  | 2019-06-01 | F | T
T_GRGBW-3 | Greater Gabbard Module 3 | Greater Gabbard Offshore Winds | GGOWL | T | GRGBW-3 |  |  |  |  | P | 0.0012543 | 167 | -5 | 0.4 | 0.4 | 0 | -2 | -2 | 66.8 | 66.8 | F | F | T |  | 2019-06-01 | F | T
T_GRIFW-1 | Griffin Wind Farm 1 | Griffin Wind Farm Ltd | GRWL | T | GRIFW-1 |  |  |  |  | P | -0.018832 | 102 | -5 | 0.4 | 0.4 | 0 | -2 | -2 | 40.8 | 40.8 | F | F | T |  | 2019-06-01 | F | T
T_GRIFW-2 | Griffin Wind Farm 2 | Griffin Wind Farm Ltd | GRWL | T | GRIFW-2 |  |  |  |  | P | -0.018832 | 102 | -5 | 0.4 | 0.4 | 0 | -2 | -2 | 40.8 | 40.8 | F | F | T |  | 2019-06-01 | F | T
T_GRIFWD-1 | Griffin Windfarm Demand BMU | Griffin Wind Farm Ltd | GRWL | T | GRIFWD-1 |  |  |  |  | C | -0.018832 | 0 | -10 | 0.3685 | 0.3685 | 0 | -3.685 | -3.685 | 0 | 0 | F | F | F |  | 2019-06-01 | F | F
T_GRMO-1 | T_GRMO-1 | Grangemouth CHP Ltd | GCHP | T | GRMO-1 |  |  | T_GRMO-1T_BPGRD-1 |  | P | -0.007489 | 144 | 0 | 0.4 | 0.4 | 0 | 0 | 0 | 57.6 | 57.6 | F | F | T |  | 2019-06-01 |  | T
T_GYMR-15 | GyM OSPE 15 | Gwynt y Mor Offshore Wind Farm | GYMOWL | T | GYMRO-15 |  |  | Gwynt y Mor |  | P | 0.0073777 | 148 | -3 | 0.4 | 0.4 | 0 | -1.2 | -1.2 | 59.2 | 59.2 | F | F | T |  | 2019-06-01 | F | T
T_GYMR-17 | GyM OSPE 17 | Gwynt y Mor Offshore Wind Farm | GYMOWL | T | GYMRO-17 |  |  | Gwynt y Mor |  | P | 0.0073777 | 148 | -3 | 0.4 | 0.4 | 0 | -1.2 | -1.2 | 59.2 | 59.2 | F | F | T |  | 2019-06-01 | F | T
T_GYMR-26 | GyM OSPW 26 | Gwynt y Mor Offshore Wind Farm | GYMOWL | T | GYMRO-26 |  |  | Gwynt y Mor |  | P | 0.0073777 | 148 | -3 | 0.4 | 0.4 | 0 | -1.2 | -1.2 | 59.2 | 59.2 | F | F | T |  | 2019-06-01 | F | T
T_GYMR-28 | GyM OSPW 28 | Gwynt y Mor Offshore Wind Farm | GYMOWL | T | GYMRO-28 |  |  | Gwynt y Mor |  | P | 0.0073777 | 148 | -3 | 0.4 | 0.4 | 0 | -1.2 | -1.2 | 59.2 | 59.2 | F | F | T |  | 2019-06-01 | F | T
T_GYMRD-16 | GyM Onshore non est Dem 16 | Gwynt y Mor Offshore Wind Farm | GYMOWL | T | GYMRD-16 |  |  | Gwynt y Mor |  | P | 0.0073777 | 0 | -1 | 1 | 1 | 0 | -1 | -1 | 0 | 0 | F | F | F |  | 2019-06-01 | F | F
T_GYMRD-2 | GyM Onshore est Dem 2 | Gwynt y Mor Offshore Wind Farm | GYMOWL | T | GYMRD-2 |  |  | Gwynt y Mor |  | P | 0.0073777 | 0 | -1 | 0 | 0 | 0 | 0 | 0 | 0 | 0 | F | F | F |  | 2019-06-01 | F | F
T_GYMRD-E10 | GyM OSPE non est Dem 10 | Gwynt y Mor Offshore Wind Farm | GYMOWL | T | GYMRD-E10 |  |  | Gwynt y Mor |  | P | 0.0073777 | 0 | -1 | 0.008 | 0.008 | 0 | -0.008 | -0.008 | 0 | 0 | F | F | F |  | 2019-06-01 | F | F
T_GYMRD-E11 | GyM OSPE est Dem 11 | Gwynt y Mor Offshore Wind Farm | GYMOWL | T | GYMRD-E11 |  |  | Gwynt y Mor |  | P | 0.0073777 | 0 | -1 | 0.6412 | 0.6412 | 0 | -0.641 | -0.641 | 0 | 0 | F | F | F |  | 2019-06-01 | F | F
T_GYMRD-W10 | GyM OSPW non est Dem 10 | Gwynt y Mor Offshore Wind Farm | GYMOWL | T | GYMRD-W10 |  |  | Gwynt y Mor |  | P | 0.0073777 | 0 | -1 | 0.01 | 0.01 | 0 | -0.01 | -0.01 | 0 | 0 | F | F | F |  | 2019-06-01 | F | F
T_GYMRD-W11 | GyM OSPW est Dem 11 | Gwynt y Mor Offshore Wind Farm | GYMOWL | T | GYMRD-W11 |  |  | Gwynt y Mor |  | P | 0.0073777 | 0 | -1 | 0.5788 | 0.5788 | 0 | -0.579 | -0.579 | 0 | 0 | F | F | F |  | 2019-06-01 | F | F
T_HADHW-1 | Hadyard Hill Wind Farm | SSE Generation Ltd | SSEGEN | T | HADHW-1 |  |  |  |  | P | -0.007489 | 130 | 0 | 0.4 | 0.4 | 0 | 0 | 0 | 52 | 52 | F | F | T |  | 2019-06-01 |  | T
T_HARK_NR | Harker NR | EDF Energy Customers Ltd | LENCO | T | [5 empty] | C | 0.002128 | 0 | -10 | 0.3006 | 0.3006 | 0 | -3.006 | -3.006 | 0 | 0 | F | F | F |  | 2019-06-01 |  | F
T_HEYM11 | Heysham 1 Generator 1 | EDF Energy Nuclear Generation | BEGL001 | T | HEYM11 |  |  | HEYSHAM POWER STATION |  | P | 0.002128 | 610 | -45 | 0.4 | 0.4 | 0 | -18 | -18 | 244 | 244 | F | F | T |  | 2019-06-01 |  | T
T_HEYM12 | Heysham 1 Generator 2 | EDF Energy Nuclear Generation | BEGL001 | T | HEYM12 |  |  | HEYSHAM POWER STATION |  | P | 0.002128 | 585 | -47 | 0.4 | 0.4 | 0 | -18.8 | -18.8 | 234 | 234 | F | F | T |  | 2019-06-01 |  | T
T_HEYM2-D | Heysham 2 Station Demand | EDF Energy Nuclear Generation | BEGL001 | T | HEYM2D-1 |  |  | HEYSHAM POWER STATION |  | P | 0.002128 | 0 | -75 | 0.4 | 0.4 | 0 | -30 | -30 | 0 | 0 | F | F | T |  | 2019-06-01 |  | T
T_HEYM27 | Heysham 2 Generator 7 | EDF Energy Nuclear Generation | BEGL001 | T | HEYM27 |  |  | HEYSHAM POWER STATION |  | P | 0.002128 | 660 | -25 | 0.4 | 0.4 | 0 | -10 | -10 | 264 | 264 | F | F | T |  | 2019-06-01 |  | T
T_HEYM28 | Heysham 2 Generator 8 | EDF Energy Nuclear Generation | BEGL001 | T | HEYM28 |  |  | HEYSHAM POWER STATION |  | P | 0.002128 | 660 | -25 | 0.4 | 0.4 | 0 | -10 | -10 | 264 | 264 | F | F | T |  | 2019-06-01 |  | T
T_HINB-7 | Hinkley Point B Generator 7 | EDF Energy Nuclear Generation | BEGL001 | T | HINB-7 |  |  | Hinkley Point B Power Station |  | P | 0.0035611 | 520 | 0 | 0.4 | 0.4 | 0 | 0 | 0 | 208 | 208 | F | F | T |  | 2019-06-01 |  | T
T_HINB-8 | Hinkley Point B Generator 8 | EDF Energy Nuclear Generation | BEGL001 | T | HINB-8 |  |  | Hinkley Point B Power Station |  | P | 0.0035611 | 520 | 0 | 0.4 | 0.4 | 0 | 0 | 0 | 208 | 208 | F | F | T |  | 2019-06-01 |  | T
T_HINB-D | Hinkley Point B Station Demand | EDF Energy Nuclear Generation | BEGL001 | T | HINBD-1 |  |  | Hinkley Point B Power Station |  | P | 0.0035611 | 0 | -70 | 0.4 | 0.4 | 0 | -28 | -28 | 0 | 0 | F | F | T |  | 2019-06-01 |  | T
T_HINPA-D | Hinkley Point A | EDF Energy Customers Ltd | LENCO | T | [5 empty] | C | 0.0035611 | 0 | -2 | 0.7543 | 0.7543 | 0 | -1.509 | -1.509 | 0 | 0 | F | F | F |  | 2019-06-01 |  | F
T_HMGTO-1 | Humber Offshore Wind Farm BMU1 | EC&R UK Humber Wind Limited | HMBRWNDL | T | HMGTO-1 |  |  |  |  | P | -0.0010646 | 108 | -6 | 0.4 | 0.4 | 0 | -2.4 | -2.4 | 43.2 | 43.2 | F | F | T |  | 2019-06-01 | F | T
T_HMGTO-2 | Humber Offshore Wind Farm BMU2 | EC&R UK Humber Wind Limited | HMBRWNDL | T | HMGTO-2 |  |  |  |  | P | -0.0010646 | 111 | -6.2 | 0.4 | 0.4 | 0 | -2.48 | -2.48 | 44.4 | 44.4 | F | F | T |  | 2019-06-01 | F | T
T_HOWAO-1 | HORNSEA_1A | Hornsea 1 Limited | DONG013 | T | HOWAO-1 |  |  |  |  | P | -0.0010646 | 400 | -5 | 0.4 | 0.4 | 0 | -2 | -2 | 160 | 160 | F | F | T |  | 2019-06-01 | F | T
T_HOWAO-2 | HORNSEA_1B | Hornsea 1 Limited | DONG013 | T | HOWAO-2 |  |  |  |  | P | -0.0010646 | 400 | -7.255 | 0.4 | 0.4 | 0 | -2.902 | -2.902 | 160 | 160 | F | F | T |  | 2019-06-19 | F | T
T_HOWAO-3 | HORNSEA_1C | Hornsea 1 Limited | DONG013 | T | HOWAO-3 |  |  |  |  | P | -0.0010646 | 400 | -5 | 0.4 | 0.4 | 0 | -2 | -2 | 160 | 160 | F | F | T |  | 2019-06-01 | F | T
T_HPC-CES | HPC construction supply | EDF Energy Customers Ltd | LENCO | T | [5 empty] | C | 0.0035611 | 4 | -6 | 0.6301 | 0.6301 | 0 | -3.781 | -3.781 | 2.52 | 2.52 | F | F | F |  | 2019-06-01 | F | F
T_HRSTW-1 | Harestanes | SP Renewables (UK) Limited | SPCRE01 | T | HRSTW-1 |  |  |  |  | P | -0.007489 | 142.3 | -3 | 0.4 | 0.4 | 0 | -1.2 | -1.2 | 56.92 | 56.92 | F | F | T |  | 2019-06-01 | F | T
T_HRTL-1 | Hartlepool Generator 1 | EDF Energy Nuclear Generation | BEGL001 | T | HRTL-1 |  |  | HARTLEPOOL POWER STATION |  | P | -0.0063078 | 620 | -45 | 0.4 | 0.4 | 0 | -18 | -18 | 248 | 248 | F | F | T |  | 2019-06-01 |  | T
T_HRTL-2 | Hartlepool Generator 2 | EDF Energy Nuclear Generation | BEGL001 | T | HRTL-2 |  |  | HARTLEPOOL POWER STATION |  | P | -0.0063078 | 620 | -45 | 0.4 | 0.4 | 0 | -18 | -18 | 248 | 248 | F | F | T |  | 2019-06-01 |  | T
T_HUMR-1 | HUMR-1 | VPI Immingham LLP | ICHPLLP | T | HUMR-1 |  |  | IMMINGHAM CHP |  | P | -0.0010646 | 1283 | -30 | 0.4 | 0.4 | 0 | -12 | -12 | 513.2 | 513.2 | F | F | T |  | 2019-06-01 |  | T
T_HUMRD-1 | HUMRD-1 | VPI Immingham LLP | ICHPLLP | T | HUMRD-1 |  |  | IMMINGHAM CHP |  | P | -0.0010646 | 20 | -65 | 0.7915 | 0.7915 | 0 | -51.448 | -51.448 | 15.83 | 15.83 | F | F | F |  | 2019-06-01 |  | F
T_HUNB-7 | Hunterston B Generator 7 | EDF Energy Nuclear Generation | BEGL001 | T | HUNB-7 |  |  | Hunterston B Power Station |  | P | -0.007489 | 508 | 0 | 0.4 | 0.4 | 0 | 0 | 0 | 203.2 | 203.2 | F | F | T |  | 2019-06-01 |  | T
T_HUNB-8 | Hunterston B Generator 8 | EDF Energy Nuclear Generation | BEGL001 | T | HUNB-8 |  |  | Hunterston B Power Station |  | P | -0.007489 | 508 | 0 | 0.4 | 0.4 | 0 | 0 | 0 | 203.2 | 203.2 | F | F | T |  | 2019-06-01 |  | T
T_HUNB-D | Hunterston B Station Demand | EDF Energy Nuclear Generation | BEGL001 | T | HUNBD-1 |  |  | Hunterston B Power Station |  | P | -0.007489 | 0 | -65 | 0.4 | 0.4 | 0 | -26 | -26 | 0 | 0 | F | F | T |  | 2019-06-01 |  | T
T_INDQ-1 | Gas Turbine | Indian Queens Power Ltd | AESIQPL | T | INDQ-1 |  |  |  |  | P | 0.0035611 | 134 | -5 | 0.4 | 0.4 | 0 | -2 | -2 | 53.6 | 53.6 | F | F | T |  | 2019-06-01 |  | T
T_INGAD-1 | Invergarry Station Demand | SSE Generation Ltd | SSEGEN | T | INGAD-1 |  |  |  |  | C | -0.018832 | 0 | -0.1 | 0.4245 | 0.4245 | 0 | -0.042 | -0.042 | 0 | 0 | F | F | F |  | 2019-06-01 |  | F
T_INWID-1 | T_INWID-1 | EDF Energy Customers Ltd | LENCO | T | INWID-1 |  |  |  |  | C | -0.007489 | 0 | -10 | 0.2033 | 0.2033 | 0 | -2.033 | -2.033 | 0 | 0 | F | F | T |  | 2019-06-01 |  | F
T_JGPR-1 | High Marnham JGPEARS | JG Pears Power Ltd | JGPEARSP | T | JGPR-1 |  |  |  | P | P | 0.0035322 | 13 | -6 | 0.4 | 0.4 | 0 | -2.4 | -2.4 | 5.2 | 5.2 | T | F | T |  | 2019-06-01 | F | T
T_KEAD-1 | KGL CCGT 1 | Keadby Generation Limited | KGL | T | KEAD-1 |  |  |  |  | P | -0.0010646 | 764 | -11 | 0.4 | 0.4 | 0 | -4.4 | -4.4 | 305.6 | 305.6 | F | F | T |  | 2019-06-01 |  | T
T_KEADGT-3 | KGL GT 3 | Keadby Generation Limited | KGL | T | KEADGT-3 |  |  |  |  | P | -0.0010646 | 30 | 0 | 0.4 | 0.4 | 0 | 0 | 0 | 12 | 12 | F | F | T |  | 2019-06-01 |  | T
T_KILBW-1 | KILBW | Kilbraur Wind Energy Ltd | KILBRAUR | T | KILBW-1 |  |  |  | C | C | -0.018832 | 67.5 | -1 | 0.4 | 0.4 | 0 | -0.4 | -0.4 | 27 | 27 | T | F | T |  | 2019-06-01 |  | T
T_KILBWD-1 | Kilbraur 132kV Import | SSE Energy Supply Limited | SSE | T | [5 empty] | C | -0.018832 | 0 | -20 | 0.1436 | 0.1436 | 0 | -2.872 | -2.872 | 0 | 0 | F | F | F |  | 2019-06-01 |  | F
T_KILLPG-1 | T_KILLPG-1 | Uniper UK Limited | EECL | T | KILLPG-1 |  |  | KILLINGHOLME PS TRADING UNIT |  | P | -0.0010646 | 311 | -14 | 0.4 | 0.4 | 0 | -5.6 | -5.6 | 124.4 | 124.4 | F | F | T |  | 2019-06-01 |  | T
T_KILLPG-2 | T_KILLPG-2 | Uniper UK Limited | EECL | T | KILLPG-2 |  |  | KILLINGHOLME PS TRADING UNIT |  | P | -0.0010646 | 311 | -6 | 0.4 | 0.4 | 0 | -2.4 | -2.4 | 124.4 | 124.4 | F | F | T |  | 2019-06-01 |  | T
T_KILNS-1 | Centrica Killingholme | Centrica KPS Limited | CENKIL | T | KILNS-1 |  |  |  |  | P | -0.0010646 | 2 | -1 | 0.4 | 0.4 | 0 | -0.4 | -0.4 | 0.8 | 0.8 | F | F | T |  | 2019-06-01 |  | T
T_KLGLW-1 | Kilgallioch Windfarm | SP Renewables (UK) Limited | SPCRE01 | T | KLGLW-1 |  |  |  |  | P | -0.007489 | 228 | -2 | 0.4 | 0.4 | 0 | -0.8 | -0.8 | 91.2 | 91.2 | F | F | T |  | 2019-06-01 | F | T
T_KPMRW-1 | KYPE MUIR WIND FARM | Banks Renewable Limited | BANKSREN | T | KPMRW-1 |  |  |  |  | P | -0.007489 | 89 | -2 | 0.4 | 0.4 | 0 | -0.8 | -0.8 | 35.6 | 35.6 | F | F | T |  | 2019-06-01 | F | T
T_KSGND-1 | Kensal Green 1 | EDF Energy Customers Ltd | LENCO | T | [5 empty] | C | 0.010341 | 0 | -10 | -0.3585 | -0.3585 | 0 | 3.585 | 3.585 | 0 | 0 | F | F | F |  | 2019-06-01 | F | F
T_KSGND-2 | Kensal Green 2 | EDF Energy Customers Ltd | LENCO | T | [5 empty] | C | 0.010341 | 22 | -40 | 0.4276 | 0.4276 | 0 | -17.104 | -17.104 | 9.407 | 9.407 | F | F | F |  | 2019-06-01 | F | F
T_KTHLW-1 | KEITH HILL WINDFARM | Smartestenergy Limited | SMARTEST | T | KTHLW-1 |  |  |  | P | P | -0.007489 | 9 | 0 | 0.4 | 0.4 | 0 | 0 | 0 | 3.6 | 3.6 | T | F | T |  | 2019-06-01 | F | T
T_LAGA-1 | Langage Power Station | EP UK INVESTMENTS LIMITED | EPUKI | T | LAGA-1 |  |  |  |  | P | 0.0035611 | 905 | -30 | 0.4 | 0.4 | 0 | -12 | -12 | 362 | 362 | F | F | T |  | 2019-06-01 |  | T
T_LARYW-1 | London Array BMU1 | London Array Limited | LAOWF | T | LARYO-1 |  |  |  |  | P | 0.0019454 | 171 | -10.32 | 0.4 | 0.4 | 0 | -4.128 | -4.128 | 68.4 | 68.4 | F | F | T |  | 2019-06-01 | F | T
T_LARYW-2 | London Array BMU2 | London Array Limited | LAOWF | T | LARYO-2 |  |  |  |  | P | 0.0019454 | 171 | -10.56 | 0.4 | 0.4 | 0 | -4.224 | -4.224 | 68.4 | 68.4 | F | F | T |  | 2019-06-01 | F | T
T_LARYW-3 | London Array BMU3 | London Array Limited | LAOWF | T | LARYO-3 |  |  |  |  | P | 0.0019454 | 171 | -10.56 | 0.4 | 0.4 | 0 | -4.224 | -4.224 | 68.4 | 68.4 | F | F | T |  | 2019-06-01 | F | T
T_LARYW-4 | London Array BMU4 | London Array Limited | LAOWF | T | LARYO-4 |  |  |  |  | P | 0.0019454 | 171 | -10.56 | 0.4 | 0.4 | 0 | -4.224 | -4.224 | 68.4 | 68.4 | F | F | T |  | 2019-06-01 | F | T
T_LBAR-1 | Little Barford main unit 1 | RWE Generation UK plc | INNOGY01 | T | LBAR-1 |  |  |  |  | P | 0.0012543 | 750 | -20 | 0.4 | 0.4 | 0 | -8 | -8 | 300 | 300 | F | F | T |  | 2019-06-01 |  | T
T_LBAR-1G | Little Barford OCGT | RWE Generation UK plc | INNOGY01 | T | LBAR-1G |  |  |  |  | P | 0.0012543 | 25 | 0 | 0.4 | 0.4 | 0 | 0 | 0 | 10 | 10 | F | F | T |  | 2019-06-01 |  | T
T_LBUZ_RTK | LEIGHTON BUZZARD | EDF Energy Customers Ltd | LENCO | T | [5 empty] | C | 0.0035322 | 0 | -36 | 0.341 | 0.341 | 0 | -12.276 | -12.276 | 0 | 0 | F | F | F |  | 2019-06-01 |  | F
T_LCLTW-1 | Lochluichart Windfarm | Eneco Energy Trade | ENECOUK | T | LCLTW-1 |  |  |  | C | C | -0.018832 | 69 | -0.5 | 0.4 | 0.4 | 0 | -0.2 | -0.2 | 27.6 | 27.6 | T | F | T |  | 2019-06-01 |  | T
T_LLWSD-1 | T_LLWSD-1 | Npower Limited | NPOWER01 | T | LLWSD-1 |  |  |  |  | C | 0.0006465 | 0 | -35.966 | 0.533 | 0.533 | 0 | -19.17 | -19.17 | 0 | 0 | F | F | T |  | 2019-06-01 |  | F
T_LNCSW-1 | Lincs wind farm offshore BMU1 | Lincs Wind Farm Ltd | LINCSWFL | T | LNCSO-1 |  |  |  |  | P | 0.0012543 | 150 | -4 | 0.4 | 0.4 | 0 | -1.6 | -1.6 | 60 | 60 | F | F | T |  | 2019-06-01 | F | T
T_LNCSW-2 | Lincs wind farm offshore BMU2 | Lincs Wind Farm Ltd | LINCSWFL | T | LNCSO-2 |  |  |  |  | P | 0.0012543 | 150 | -4 | 0.4 | 0.4 | 0 | -1.6 | -1.6 | 60 | 60 | F | F | T |  | 2019-06-01 | F | T
T_LONDG-D | London Gateway Demand | Coryton Energy Company Ltd | CECL | T |  |  |  | Coryton LG Trading Unit |  | P | 0.0012543 | 3.861 | -5 | 0.3276 | 0.3276 | 0 | -1.638 | -1.638 | 1.265 | 1.265 | F | F | F |  | 2019-06-01 | F | F
T_LONGB-RTK | Long Buckby Wharf | EDF Energy Customers Ltd | LENCO | T | [5 empty] | C | 0.0035322 | 0 | -22 | 0.4055 | 0.4055 | 0 | -8.921 | -8.921 | 0 | 0 | F | F | F |  | 2019-06-01 |  | F
T_LUICD-1 | Luichart Station Demand | SSE Generation Ltd | SSEGEN | T | LUICD-1 |  |  |  |  | C | -0.018832 | 0 | -0.1 | 0.6372 | 0.6372 | 0 | -0.064 | -0.064 | 0 | 0 | F | F | F |  | 2019-06-01 |  | F
T_MARMD-1 | T_MARMD-1 | EDF Energy Customers Ltd | LENCO | T | MARMD-1 |  |  |  |  | C | -0.007489 | 0 | -10 | 0.2027 | 0.2027 | 0 | -2.027 | -2.027 | 0 | 0 | F | F | T |  | 2019-06-01 |  | F
T_MEADD-1 | Caledonian Paper | ENGIE Power Limited | RWETDL | T | MEADD-1 |  |  |  |  | C | -0.007489 | 22 | -50.094 | 0.3575 | 0.3575 | 0 | -17.909 | -17.909 | 7.865 | 7.865 | F | F | T |  | 2019-06-01 |  | F
T_MEDP-1 | Medway Power | Medway Power Ltd | MEDWAY | T | MEDP-1 |  |  |  |  | P | 0.0019454 | 734 | -30 | 0.4 | 0.4 | 0 | -12 | -12 | 293.6 | 293.6 | F | F | T |  | 2019-06-01 |  | T
T_MIDMW-1 | MIDDLE MUIR WIND FARM | Banks Renewable Limited | BANKSREN | T | MIDMW-1 |  |  |  |  | P | -0.007489 | 51 | -1 | 0.4 | 0.4 | 0 | -0.4 | -0.4 | 20.4 | 20.4 | F | F | T |  | 2019-06-01 | F | T
T_MILWW-1 | MILWW | Millennium Wind Energy Ltd | MILLEN07 | T | MILWW-1 |  |  |  | C | C | -0.018832 | 65 | -1 | 0.4 | 0.4 | 0 | -0.4 | -0.4 | 26 | 26 | T | F | T |  | 2019-06-01 |  | T
T_MILWWD-1 | Millennium 132kV Import | SSE Energy Supply Limited | SSE | T | [5 empty] | C | -0.018832 | 0 | -2 | 0.1703 | 0.1703 | 0 | -0.341 | -0.341 | 0 | 0 | F | F | F |  | 2019-06-01 |  | F
T_MKHLW-1 | Mark Hill | SP Renewables (UK) Limited | SPCRE01 | T | MKHLW-1 |  |  |  |  | P | -0.007489 | 53 | -2.5 | 0.4 | 0.4 | 0 | -1 | -1 | 21.2 | 21.2 | F | F | T |  | 2019-06-01 | F | T
T_MOSED-1 | T_MOSED-1 | Shell Energy Supply UK Ltd | NEWPORT | T | MOSED-1 |  |  |  |  | C | -0.007489 | 0 | -25 | 0.7221 | 0.7221 | 0 | -18.053 | -18.053 | 0 | 0 | F | F | F |  | 2019-06-01 |  | F
T_MRWD-1 | Marchwood Power Ltd | Marchwood Power Limited | MPL | T | MRWD-1 |  |  |  |  | P | 0.0071618 | 920 | -15 | 0.4 | 0.4 | 0 | -6 | -6 | 368 | 368 | F | F | T |  | 2019-06-01 |  | T
T_MYGPW-1 | Minnygap Wind Farm | Minnygap Energy Limited | MEL | T | MYGPW-1 |  |  |  |  | P | -0.007489 | 25 | -0.4 | 0.4 | 0.4 | 0 | -0.16 | -0.16 | 10 | 10 | F | F | T |  | 2019-06-01 | F | T
T_NANT-1 | Nant | SSE Generation Ltd | SSEGEN | T | NANT-1 |  |  |  |  | P | -0.018832 | 15 | 0 | 0.4 | 0.4 | 0 | 0 | 0 | 6 | 6 | F | F | T |  | 2019-06-01 |  | T
T_NWCRS-1 | New Cross 1 | EDF Energy Customers Ltd | LENCO | T | [5 empty] | C | 0.010341 | 0 | -6 | 0.2047 | 0.2047 | 0 | -1.228 | -1.228 | 0 | 0 | F | F | F |  | 2019-06-01 | F | F
T_NWCRS-2 | New Cross 2 | EDF Energy Customers Ltd | LENCO | T | [5 empty] | C | 0.010341 | 0 | -6 | 0.2047 | 0.2047 | 0 | -1.228 | -1.228 | 0 | 0 | F | F | F |  | 2019-06-01 | F | F
T_OMNDD-1 | Ormonde Energy Limited 1 | Ormonde Energy Ltd | ORMONDE | T | [5 empty] | C | 0.002128 | 0 | -0.8 | 0.1694 | 0.1694 | 0 | -0.136 | -0.136 | 0 | 0 | F | F | F |  | 2019-06-01 | F | F
T_OMNDW-1 | Ormonde Energy Limited 1 | Ormonde Energy Ltd | ORMONDE | T | OMNDO-1 |  |  |  |  | P | 0.002128 | 150.75 | 0 | 0.4 | 0.4 | 0 | 0 | 0 | 60.3 | 60.3 | F | F | T |  | 2019-06-01 |  | T
T_OXEN_NR | Network Rail Oxenholme | EDF Energy Customers Ltd | LENCO | T | [5 empty] | C | 0.002128 | 0 | -16 | 0.3056 | 0.3056 | 0 | -4.89 | -4.89 | 0 | 0 | F | F | F |  | 2019-06-01 |  | F
T_PARHD-1 | T_PARHD-1 | EDF Energy Customers Ltd | LENCO | T | PARHD-1 |  |  |  |  | C | -0.007489 | 0 | -10 | 0.482 | 0.482 | 0 | -4.82 | -4.82 | 0 | 0 | F | F | T |  | 2019-06-01 |  | F
T_PATB_RTK | Patford Bridge | EDF Energy Customers Ltd | LENCO | T | [5 empty] | C | 0.0035322 | 0 | -16 | 0.4026 | 0.4026 | 0 | -6.442 | -6.442 | 0 | 0 | F | F | F |  | 2019-06-01 |  | F
T_PEHE-1 | Peterhead Block 1 | SSE Generation Ltd | SSEGEN | T | PEHE-1 |  |  |  |  | P | -0.018832 | 1200 | 0 | 0.4 | 0.4 | 0 | 0 | 0 | 480 | 480 | F | F | T |  | 2019-06-01 |  | T
T_PEHE-2 | Peterhead Unit 2 | SSE Generation Ltd | SSEGEN | T | PEHE-2 |  |  |  |  | C | -0.018832 | 0 | 0 | 0 | 0 | 0 | 0 | 0 | 0 | 0 | F | F | T |  | 2019-06-01 |  | F
T_PEHED-1 | Peterhead Stn Txs | SSE Generation Ltd | SSEGEN | T | PEHED-1 |  |  |  |  | C | -0.018832 | 0 | -50 | 0.5134 | 0.5134 | 0 | -25.67 | -25.67 | 0 | 0 | F | F | T |  | 2019-06-01 |  | F
T_PEMB-11 | Pembroke Unit 11 | RWE Generation UK plc | INNOGY01 | T | PEMB-11 |  |  | Pembroke Power Station |  | P | 0.0006465 | 475 | -10 | 0.4 | 0.4 | 0 | -4 | -4 | 190 | 190 | F | F | T |  | 2019-06-01 | F | T
T_PEMB-21 | Pembroke Unit 21 | RWE Generation UK plc | INNOGY01 | T | PEMB-21 |  |  | Pembroke Power Station |  | P | 0.0006465 | 475 | -10 | 0.4 | 0.4 | 0 | -4 | -4 | 190 | 190 | F | F | T |  | 2019-06-01 |  | T
T_PEMB-31 | Pembroke Unit 31 | RWE Generation UK plc | INNOGY01 | T | PEMB-31 |  |  | Pembroke Power Station |  | P | 0.0006465 | 475 | -10 | 0.4 | 0.4 | 0 | -4 | -4 | 190 | 190 | F | F | T |  | 2019-06-01 | F | T
T_PEMB-41 | Pembroke Unit 41 | RWE Generation UK plc | INNOGY01 | T | PEMB-41 |  |  | Pembroke Power Station |  | P | 0.0006465 | 475 | -10 | 0.4 | 0.4 | 0 | -4 | -4 | 190 | 190 | F | F | T |  | 2019-06-01 | F | T
T_PEMB-51 | Pembroke Unit 51 | RWE Generation UK plc | INNOGY01 | T | PEMB-51 |  |  | Pembroke Power Station |  | P | 0.0006465 | 475 | -10 | 0.4 | 0.4 | 0 | -4 | -4 | 190 | 190 | F | F | T |  | 2019-06-01 | F | T
T_PGBIW-1 | Pogbie WF | Smartestenergy Limited | SMARTEST | T | PGBIW-1 |  |  |  | P | P | -0.007489 | 8.718 | -2 | 0.4 | 0.4 | 0 | -0.8 | -0.8 | 3.487 | 3.487 | T | F | T |  | 2019-06-01 | F | T
T_PNYCB-1 | Pen y Cymoedd Battery | Vattenfall Wind Power Ltd | VWPL | T | PNYCB-1 |  |  | PYC Trading Unit |  | P | 0.0006465 | 22 | -22 | 0.4 | 0.4 | 0 | -8.8 | -8.8 | 8.8 | 8.8 | F | F | T |  | 2019-06-01 | F | T
T_PNYCW-1 | PNYCW-1 Export | Pen y Cymoedd Wind Farm LTD | PYC | T | PNYCW-1 |  |  | PYC Trading Unit |  | P | 0.0006465 | 228 | -17.15 | 0.4 | 0.4 | 0 | -6.86 | -6.86 | 91.2 | 91.2 | F | F | T |  | 2019-06-01 | F | T
T_POOBD-1 | T_POOBD-1 | EDF Energy Customers Ltd | LENCO | T | POOBD-1 |  |  |  |  | C | -0.007489 | 0 | -10 | 0.4251 | 0.4251 | 0 | -4.251 | -4.251 | 0 | 0 | F | F | T |  | 2019-06-01 |  | F
T_POPP_3RTK | Poppleton (Railtrack) | EDF Energy Customers Ltd | LENCO | T | [5 empty] | C | -0.0063078 | 0 | -10 | 0.2482 | 0.2482 | 0 | -2.482 | -2.482 | 0 | 0 | F | F | F |  | 2019-06-01 |  | F
T_PORGD-1 | T_PORGD-1 | EDF Energy Customers Ltd | LENCO | T | PORGD-1 |  |  |  |  | C | -0.007489 | 0 | -10 | 0.4082 | 0.4082 | 0 | -4.082 | -4.082 | 0 | 0 | F | F | T |  | 2019-06-01 |  | F
T_PUDMD-1 | Pudding Mill Lane 1 | EDF Energy Customers Ltd | LENCO | T | [5 empty] | C | 0.010341 | 0 | -10 | 0.0714 | 0.0714 | 0 | -0.714 | -0.714 | 0 | 0 | F | F | F |  | 2019-06-01 | F | F
T_PUDMD-2 | Pudding Mill Lane 2 | EDF Energy Customers Ltd | LENCO | T | [5 empty] | C | 0.010341 | 0 | -10 | 0 | 0 | 0 | 0 | 0 | 0 | 0 | F | F | F |  | 2019-06-01 | F | F
T_RATS-1 | T_RATS-1 | Uniper UK Limited | EECL | T | RATS-1 |  |  | Ratcliffe PS Trading Unit |  | P | 0.0035322 | 504 | -16 | 0.4 | 0.4 | 0 | -6.4 | -6.4 | 201.6 | 201.6 | F | F | T |  | 2019-06-01 |  | T
T_RATS-2 | T_RATS-2 | Uniper UK Limited | EECL | T | RATS-2 |  |  | Ratcliffe PS Trading Unit |  | P | 0.0035322 | 502 | -16 | 0.4 | 0.4 | 0 | -6.4 | -6.4 | 200.8 | 200.8 | F | F | T |  | 2019-06-01 |  | T
T_RATS-3 | T_RATS-3 | Uniper UK Limited | EECL | T | RATS-3 |  |  | Ratcliffe PS Trading Unit |  | P | 0.0035322 | 502 | -16 | 0.4 | 0.4 | 0 | -6.4 | -6.4 | 200.8 | 200.8 | F | F | T |  | 2019-06-01 |  | T
T_RATS-4 | T_RATS-4 | Uniper UK Limited | EECL | T | RATS-4 |  |  | Ratcliffe PS Trading Unit |  | P | 0.0035322 | 504 | -16 | 0.4 | 0.4 | 0 | -6.4 | -6.4 | 201.6 | 201.6 | F | F | T |  | 2019-06-01 |  | T
T_RATSGT-2 | T_RATSGT-2 | Uniper UK Limited | EECL | T | RATSGT-2 |  |  | Ratcliffe PS Trading Unit |  | P | 0.0035322 | 18 | 0 | 0.4 | 0.4 | 0 | 0 | 0 | 7.2 | 7.2 | F | F | T |  | 2019-06-01 |  | T
T_RATSGT-4 | T_RATSGT-4 | Uniper UK Limited | EECL | T | RATSGT-4 |  |  | Ratcliffe PS Trading Unit |  | P | 0.0035322 | 18 | 0 | 0.4 | 0.4 | 0 | 0 | 0 | 7.2 | 7.2 | F | F | T |  | 2019-06-01 |  | T
T_RAVED-1 | Corus Dalzell | Marble Power Limited | MARBLE | T | RAVED-1 |  |  |  |  | C | -0.007489 | 0 | -6 | 0.327 | 0.327 | 0 | -1.962 | -1.962 | 0 | 0 | F | F | T |  | 2019-06-01 |  | F
T_RCBKO-1 | RACE_BANK_Z01 | Race Bank Wind Farm Ltd | DONG011 | T | RCBKO-1 |  |  |  |  | P | 0.0012543 | 284 | -3 | 0.4 | 0.4 | 0 | -1.2 | -1.2 | 113.6 | 113.6 | F | F | T |  | 2019-06-01 | F | T
T_RCBKO-2 | RACE_BANK_Z02 | Race Bank Wind Farm Ltd | DONG011 | T | RCBKO-2 |  |  |  |  | P | 0.0012543 | 290 | -3 | 0.4 | 0.4 | 0 | -1.2 | -1.2 | 116 | 116 | F | F | T |  | 2019-06-01 | F | T
T_RMPNO-1 | Rampion Offshore Wind BMU 1 | Rampion Offshore Windfarm Ltd | RAMPION | T | RMPNO-1 |  |  |  |  | P | 0.0019454 | 200.1 | -10.7 | 0.4 | 0.4 | 0 | -4.28 | -4.28 | 80.04 | 80.04 | F | F | T |  | 2019-06-01 | F | T
T_RMPNO-2 | Rampion Offshore Wind BMU 2 | Rampion Offshore Windfarm Ltd | RAMPION | T | RMPNO-2 |  |  |  |  | P | 0.0019454 | 200.1 | -10.7 | 0.4 | 0.4 | 0 | -4.28 | -4.28 | 80.04 | 80.04 | F | F | T |  | 2019-06-01 | F | T
T_ROCK-1 | Rocksavage Power Station | Rocksavage Power Company Ltd | RPCL | T | ROCK-1 |  |  | Rocksavage Trading Unit |  | P | 0.0073777 | 810 | -10 | 0.4 | 0.4 | 0 | -4 | -4 | 324 | 324 | F | F | T |  | 2019-06-01 |  | T
T_RREW-1 | T_RREW-1 | E.ON UK plc | POWERGEN | T | RREW-1 |  |  |  | P | P | 0.002128 | 90 | -6 | 0.4 | 0.4 | 0 | -2.4 | -2.4 | 36 | 36 | T | F | T |  | 2019-06-01 | F | T
T_RRWW-1 | T_RRWW-1 | E.ON UK plc | POWERGEN | T | RRWW-1 |  |  |  | P | P | 0.002128 | 90 | -6 | 0.4 | 0.4 | 0 | -2.4 | -2.4 | 36 | 36 | T | F | T |  | 2019-06-01 | F | T
T_RUGGT-6 | Rugeley B GT 06 | Rugeley Power Generation Ltd | TXURUGE | T | RUGGT-6 |  |  | Rugeley B Power Station |  | C | 0.011082 | 0 | 0 | 0.4 | 0.4 | 0 | 0 | 0 | 0 | 0 | F | F | T |  | 2019-06-01 |  | F
T_RUGGT-7 | Rugeley B GT 07 | Rugeley Power Generation Ltd | TXURUGE | T | RUGGT-7 |  |  | Rugeley B Power Station |  | C | 0.011082 | 0 | 0 | 0.4 | 0.4 | 0 | 0 | 0 | 0 | 0 | F | F | T |  | 2019-06-01 |  | F
T_RUGPS-6 | Rugeley B Unit 06 | Rugeley Power Generation Ltd | TXURUGE | T | RUGPS-6 |  |  | Rugeley B Power Station |  | C | 0.011082 | 0 | 0 | 0.4 | 0.4 | 0 | 0 | 0 | 0 | 0 | F | F | T |  | 2019-06-01 |  | F
T_RUGPS-7 | Rugeley B Unit 07 | Rugeley Power Generation Ltd | TXURUGE | T | RUGPS-7 |  |  | Rugeley B Power Station |  | C | 0.011082 | 0 | 0 | 0.4 | 0.4 | 0 | 0 | 0 | 0 | 0 | F | F | T |  | 2019-06-01 |  | F
T_RYHAD-1 | Essendine 1 | EDF Energy Customers Ltd | LENCO | T | [5 empty] | C | 0.0035322 | 0 | -10 | 0.2238 | 0.2238 | 0 | -2.238 | -2.238 | 0 | 0 | F | F | F |  | 2019-06-01 | F | F
T_RYHAD-2 | Essendine 2 | EDF Energy Customers Ltd | LENCO | T | [5 empty] | C | 0.0035322 | 0 | -10 | 0 | 0 | 0 | 0 | 0 | 0 | 0 | F | F | F |  | 2019-06-01 | F | F
T_RYHPS-1 | T_RYHPS-1 | Drax Generation Enterprise Ltd | SPGEN01 | T | RYHPS-1 |  |  |  |  | P | 0.0012543 | 715 | -15 | 0.4 | 0.4 | 0 | -6 | -6 | 286 | 286 | F | F | T |  | 2019-06-01 |  | T
T_SACOD-1 | T_SACOD-1 | EDF Energy Customers Ltd | LENCO | T | SACOD-1 |  |  |  |  | C | -0.007489 | 0 | -10 | 0.4119 | 0.4119 | 0 | -4.119 | -4.119 | 0 | 0 | F | F | T |  | 2019-06-01 |  | F
T_SANQD-1 | SANQW-1 | SANQUHAR CWCL | SCWCL | T | [5 empty] | C | -0.007489 | 0 | -0.475 | 0.1155 | 0.1155 | 0 | -0.055 | -0.055 | 0 | 0 | F | F | F |  | 2019-06-01 | F | F
T_SANQW-1 | SANQUHAR | SANQUHAR CWCL | SCWCL | T | SANQW-1 |  |  |  |  | P | -0.007489 | 32.076 | 0 | 0.4 | 0.4 | 0 | 0 | 0 | 12.83 | 12.83 | F | F | T |  | 2019-06-19 | F | T
T_SCCL-1 | Unit 1 | SCCL | SALTEND | T | SCCL-1 |  |  | SALTEND1 |  | P | -0.0010646 | 400 | -10 | 0.4 | 0.4 | 0 | -4 | -4 | 160 | 160 | F | F | T |  | 2019-06-01 |  | T
T_SCCL-2 | Unit 2 | SCCL | SALTEND | T | SCCL-2 |  |  | SALTEND1 |  | P | -0.0010646 | 400 | -10 | 0.4 | 0.4 | 0 | -4 | -4 | 160 | 160 | F | F | T |  | 2019-06-01 |  | T
T_SCCL-3 | Unit 3 | SCCL | SALTEND | T | SCCL-3 |  |  | SALTEND1 |  | P | -0.0010646 | 400 | -20 | 0.4 | 0.4 | 0 | -8 | -8 | 160 | 160 | F | F | T |  | 2019-06-01 |  | T
T_SCCL-4 | BP Load | SCCL | SALTEND | T | SCCLD-1 |  |  | SALTEND1 |  | P | -0.0010646 | 0 | -90 | 0.4 | 0.4 | 0 | -36 | -36 | 0 | 0 | F | F | T |  | 2019-06-01 |  | T
T_SEAB-1 | Seabank Power Module | Seabank Power Limited | SEABANK | T | SEAB-1 |  |  | Seabank Power Station |  | P | 0.0035611 | 830 | -11 | 0.4 | 0.4 | 0 | -4.4 | -4.4 | 332 | 332 | F | F | T |  | 2019-06-01 |  | T
T_SEAB-2 | Seabank Power Module 2 | Seabank Power Limited | SEABANK | T | SEAB-2 |  |  | Seabank Power Station |  | P | 0.0035611 | 406 | -11 | 0.4 | 0.4 | 0 | -4.4 | -4.4 | 162.4 | 162.4 | F | F | T |  | 2019-06-01 |  | T
T_SEEL-1 | Spalding Energy Expansion Ltd | Spalding Energy Expansion Ltd | SPALDI | T | SEEL-1 |  |  |  |  | P | 0.0035322 | 299 | -292.484 | 0.4 | 0.4 | 0 | -116.994 | -116.994 | 119.6 | 119.6 | F | F | T |  | 2019-06-19 | F | T
T_SELL-1 | BM Unit for Sellindge | Npower Limited | NPOWER01 | T | [5 empty] | C | 0.0019454 | 0 | -25.344 | 0 | 0 | 0 | 0 | 0 | 0 | 0 | F | F | F |  | 2019-06-01 |  | F
T_SELLD-1 | IFA 1 Site Supplies | ENGIE Power Limited | RWETDL | T | [5 empty] | C | 0.0019454 | 0 | -2 | 0.3622 | 0.3622 | 0 | -0.724 | -0.724 | 0 | 0 | F | F | F |  | 2019-06-01 | F | F
T_SFGSD-1 | St Fergus Compressor | ENGIE Power Limited | RWETDL | T | SFGSD-1 |  |  |  |  | C | -0.018832 | 0 | -28 | 0.2226 | 0.2226 | 0 | -6.233 | -6.233 | 0 | 0 | F | F | F |  | 2019-06-01 | F | F
T_SFGSD-2 | St Fergus Compressor | ENGIE Power Limited | RWETDL | T | SFGSD-2 |  |  |  |  | C | -0.018832 | 0 | -28 | 0.5007 | 0.5007 | 0 | -14.02 | -14.02 | 0 | 0 | F | F | F |  | 2019-06-01 | F | F
T_SFILD-1 | St. Fillans Station Demand | SSE Generation Ltd | SSEGEN | T | SFILD-1 |  |  |  |  | C | -0.018832 | 0 | -0.1 | 0.487 | 0.487 | 0 | -0.049 | -0.049 | 0 | 0 | F | F | F |  | 2019-06-01 |  | F
T_SHBA-1 | SOUTH HUMBER BANK P/S PHASE 1 | EP UK INVESTMENTS LIMITED | EPUKI | T | SHBA-1 |  |  | SOUTH HUMBER BANK P/S. |  | P | -0.0010646 | 810 | -10 | 0.4 | 0.4 | 0 | -4 | -4 | 324 | 324 | F | F | T |  | 2019-06-01 |  | T
T_SHBA-2 | SOUTH HUMBER BANK P/S PHASE 2 | EP UK INVESTMENTS LIMITED | EPUKI | T | SHBA-2 |  |  | SOUTH HUMBER BANK P/S. |  | P | -0.0010646 | 580 | -10 | 0.4 | 0.4 | 0 | -4 | -4 | 232 | 232 | F | F | T |  | 2019-06-01 |  | T
T_SHRSW-1 | Sheringham Shoal Unit 1 | Scira Offshore Energy Limited | SCIRA | T | SHRSO-1 |  |  |  |  | P | 0.0012543 | 158.4 | -1.1 | 0.4 | 0.4 | 0 | -0.44 | -0.44 | 63.36 | 63.36 | F | F | T |  | 2019-06-01 | F | T
T_SHRSW-2 | Sheringham Shoal Unit 2 | Scira Offshore Energy Limited | SCIRA | T | SHRSO-2 |  |  |  |  | P | 0.0012543 | 158.4 | -1.1 | 0.4 | 0.4 | 0 | -0.44 | -0.44 | 63.36 | 63.36 | F | F | T |  | 2019-06-01 | F | T
T_SIMEC-1 | Simec Biofuel U1 | Marble Power Limited | MARBLE | T | SIMEC-1 |  |  |  | P | P | 0.0006465 | 20 | 0 | 0.4 | 0.4 | 0 | 0 | 0 | 8 | 8 | T | F | T |  | 2019-06-01 | F | T
T_SINGL1 | BM Unit for Singlewell | Npower Limited | NPOWER01 | T | [5 empty] | C | 0.0019454 | 0 | -35.28 | 0.3036 | 0.3036 | 0 | -10.711 | -10.711 | 0 | 0 | F | F | F |  | 2019-06-01 |  | F
T_SIZB-1 | Sizewell B Genrator 1 | EDF Energy Nuclear Generation | BEGL001 | T | SIZB-1 |  |  | SIZEWELL B POWER STATION |  | P | 0.0012543 | 630 | -20 | 0.4 | 0.4 | 0 | -8 | -8 | 252 | 252 | F | F | T |  | 2019-06-01 |  | T
T_SIZB-2 | Sizewell B Genrator 2 | EDF Energy Nuclear Generation | BEGL001 | T | SIZB-2 |  |  | SIZEWELL B POWER STATION |  | P | 0.0012543 | 630 | -20 | 0.4 | 0.4 | 0 | -8 | -8 | 252 | 252 | F | F | T |  | 2019-06-01 |  | T
T_SIZB-D | Sizewell B Station Demand | EDF Energy Nuclear Generation | BEGL001 | T |  |  |  | SIZEWELL B POWER STATION |  | P | 0.0012543 | 15 | -40 | 0.3161 | 0.3161 | 0 | -12.644 | -12.644 | 4.742 | 4.742 | F | F | F |  | 2019-06-01 |  | F
T_SLOY-2 | Sloy G2 | SSE Generation Ltd | SSEGEN | T | SLOY-2 |  |  |  |  | P | -0.018832 | 40 | 0 | 0.4 | 0.4 | 0 | 0 | 0 | 16 | 16 | F | F | T |  | 2019-06-01 |  | T
T_SLOY-3 | Sloy G3 | SSE Generation Ltd | SSEGEN | T | SLOY-3 |  |  |  |  | P | -0.018832 | 40 | 0 | 0.4 | 0.4 | 0 | 0 | 0 | 16 | 16 | F | F | T |  | 2019-06-01 |  | T
T_SLOYD-1 | Sloy Station Demand | SSE Generation Ltd | SSEGEN | T | SLOYD-1 |  |  |  |  | C | -0.018832 | 0 | -0.1 | 0.3359 | 0.3359 | 0 | -0.034 | -0.034 | 0 | 0 | F | F | F |  | 2019-06-01 |  | F
T_SPGFD-1 | Springfield 1 | EDF Energy Customers Ltd | LENCO | T | [5 empty] | C | 0.0012543 | 2.338 | -6 | 0.0062 | 0.0062 | 0 | -0.037 | -0.037 | 0.014 | 0.014 | F | F | F |  | 2019-06-01 | F | F
T_SPGFD-2 | Springfield 2 | EDF Energy Customers Ltd | LENCO | T | [5 empty] | C | 0.0012543 | 2.566 | -6 | 0.0069 | 0.0069 | 0 | -0.041 | -0.041 | 0.018 | 0.018 | F | F | F |  | 2019-06-01 | F | F
T_SPLN-1 | Spalding Power Station | Spalding Energy Company Ltd | SPAL | T | SPLN-1 |  |  |  |  | P | 0.0035322 | 950 | -10 | 0.4 | 0.4 | 0 | -4 | -4 | 380 | 380 | F | F | T |  | 2019-06-01 |  | T
T_STAY-1 | Staythorpe Unit 1 | RWE Generation UK plc | INNOGY01 | T | STAY-1 |  |  | Staythorpe Power Station |  | P | 0.0035322 | 464 | -15 | 0.4 | 0.4 | 0 | -6 | -6 | 185.6 | 185.6 | F | F | T |  | 2019-06-01 |  | T
T_STAY-2 | Staythorpe Unit 2 | RWE Generation UK plc | INNOGY01 | T | STAY-2 |  |  | Staythorpe Power Station |  | P | 0.0035322 | 464 | -15 | 0.4 | 0.4 | 0 | -6 | -6 | 185.6 | 185.6 | F | F | T |  | 2019-06-01 |  | T
T_STAY-3 | Staythorpe Unit 3 | RWE Generation UK plc | INNOGY01 | T | STAY-3 |  |  | Staythorpe Power Station |  | P | 0.0035322 | 464 | -15 | 0.4 | 0.4 | 0 | -6 | -6 | 185.6 | 185.6 | F | F | T |  | 2019-06-01 |  | T
T_STAY-4 | Staythorpe Unit 4 | RWE Generation UK plc | INNOGY01 | T | STAY-4 |  |  | Staythorpe Power Station |  | P | 0.0035322 | 464 | -15 | 0.4 | 0.4 | 0 | -6 | -6 | 185.6 | 185.6 | F | F | T |  | 2019-06-01 |  | T
T_STBRD-1 | Stalybridge 1 | EDF Energy Customers Ltd | LENCO | T | [5 empty] | C | 0.002128 | 0 | -10 | 0.2047 | 0.2047 | 0 | -2.047 | -2.047 | 0 | 0 | F | F | F |  | 2019-07-18 | F | F
T_STBRD-2 | Stalybridge 2 | EDF Energy Customers Ltd | LENCO | T | [5 empty] | C | 0.002128 | 0 | -10 | 0.2047 | 0.2047 | 0 | -2.047 | -2.047 | 0 | 0 | F | F | F |  | 2019-07-18 | F | F
T_STFERGD-1 | St. Fergus Mobil | SSE Energy Supply Limited | SSE | T | SFERD-1 |  |  |  |  | C | -0.018832 | 0 | -12 | 0.6694 | 0.6694 | 0 | -8.033 | -8.033 | 0 | 0 | F | F | T |  | 2019-06-01 |  | F
T_STLGW-1 | Stronelairg Windfarm 1 | Stronelairg Windfarm Limited | STLG | T | STLGW-1 |  |  |  |  | P | -0.018832 | 216 | -2 | 0.4 | 0.4 | 0 | -0.8 | -0.8 | 86.4 | 86.4 | F | F | T |  | 2019-06-01 | F | T
T_STLGW-2 | Stronelairg Windfarm 2 | Stronelairg Windfarm Limited | STLG | T | STLGW-2 |  |  |  |  | P | -0.018832 | 216 | -2 | 0.4 | 0.4 | 0 | -0.8 | -0.8 | 86.4 | 86.4 | F | F | T |  | 2019-06-01 | F | T
T_STLGW-3 | Stronelairg Windfarm 3 | Stronelairg Windfarm Limited | STLG | T | STLGW-3 |  |  |  |  | P | -0.018832 | 216 | -2 | 0.4 | 0.4 | 0 | -0.8 | -0.8 | 86.4 | 86.4 | F | F | T |  | 2019-06-01 | F | T
T_STRNW-1 | Strathy North Wind Farm 1 | SSE Generation Ltd | SSEGEN | T | STRNW-1 |  |  |  |  | P | -0.018832 | 68 | -1 | 0.4 | 0.4 | 0 | -0.4 | -0.4 | 27.2 | 27.2 | F | F | T |  | 2019-06-01 | F | T
T_SUTB-1 | BMUid for Sutton Bridge Power | SUTTON BRIDGE POWER GENERATION | SUTTBRGE | T | SUTB-1 |  |  |  |  | P | 0.0012543 | 850 | -8 | 0.4 | 0.4 | 0 | -3.2 | -3.2 | 340 | 340 | F | F | T |  | 2019-06-01 |  | T
T_SVRP-10 | Dong Energy Severn Power Ut 10 | Severn Power Limited | DONGSVR | T | SVRP-10 |  |  | T_SVRP |  | P | 0.0006465 | 425 | -9 | 0.4 | 0.4 | 0 | -3.6 | -3.6 | 170 | 170 | F | F | T |  | 2019-06-01 | F | T
T_SVRP-20 | Dong Energy Severn Power Ut 20 | Severn Power Limited | DONGSVR | T | SVRP-20 |  |  | T_SVRP |  | P | 0.0006465 | 425 | -9 | 0.4 | 0.4 | 0 | -3.6 | -3.6 | 170 | 170 | F | F | T |  | 2019-06-01 | F | T
T_TDBNW-1 | Toddleburn | SSE Generation Ltd | SSEGEN | T | TDBNW-1 |  |  |  |  | P | -0.007489 | 55.2 | -54.8 | 0.4 | 0.4 | 0 | -21.92 | -21.92 | 22.08 | 22.08 | F | F | T |  | 2019-06-01 | F | T
T_THNJD-1 | Thingley Junction 1 | EDF Energy Customers Ltd | LENCO | T | [5 empty] | C | 0.0071618 | 0 | -10 | 0.0018 | 0.0018 | 0 | -0.018 | -0.018 | 0 | 0 | F | F | F |  | 2019-06-01 | F | F
T_THNJD-2 | Thingley Junction 2 | EDF Energy Customers Ltd | LENCO | T | [5 empty] | C | 0.0071618 | 0 | -10 | 0.0022 | 0.0022 | 0 | -0.022 | -0.022 | 0 | 0 | F | F | F |  | 2019-06-01 | F | F
T_THNTO-1 | Thanet Offshore Wind Limited 1 | Thanet Offshore Wind Limited | TOW | T | THNTO-1 |  |  |  |  | P | 0.0019454 | 150 | -3 | 0.4 | 0.4 | 0 | -1.2 | -1.2 | 60 | 60 | F | F | T |  | 2019-06-01 | F | T
T_THNTO-2 | Thanet Offshore Wind Limited 2 | Thanet Offshore Wind Limited | TOW | T | THNTO-2 |  |  |  |  | P | 0.0019454 | 150 | -3 | 0.4 | 0.4 | 0 | -1.2 | -1.2 | 60 | 60 | F | F | T |  | 2019-06-01 | F | T
T_TINSD-1 | T_TINSD-1 | E.ON UK plc | POWERGEN | T | TINSD-1 |  |  |  |  | C | -0.0010646 | 0 | -64 | 0.3331 | 0.3331 | 0 | -21.318 | -21.318 | 0 | 0 | F | F | T |  | 2019-06-01 |  | F
T_TODSD-1 | BS Tod Point Supply | EDF Energy Customers Ltd | LENCO | T | TODSD-1 |  |  | South Tees Site |  | C | -0.0063078 | 20 | -30 | 0.5965 | 0.5965 | 0 | -17.895 | -17.895 | 11.93 | 11.93 | F | F | T |  | 2019-06-01 |  | F
T_TORN-1 | Torness Generator 1 | EDF Energy Nuclear Generation | BEGL001 | T | TORN-1 |  |  | Torness Power Station |  | P | -0.007489 | 652.128 | -35 | 0.4 | 0.4 | 0 | -14 | -14 | 260.851 | 260.851 | F | F | T |  | 2019-06-01 |  | T
T_TORN-2 | Torness Generator 2 | EDF Energy Nuclear Generation | BEGL001 | T | TORN-2 |  |  | Torness Power Station |  | P | -0.007489 | 700 | -35 | 0.4 | 0.4 | 0 | -14 | -14 | 280 | 280 | F | F | T |  | 2019-06-01 |  | T
T_TORN-D | Torness Station Demand | EDF Energy Nuclear Generation | BEGL001 | T | TORND-1 |  |  | Torness Power Station |  | P | -0.007489 | 0 | -70 | 0.4 | 0.4 | 0 | -28 | -28 | 0 | 0 | F | F | T |  | 2019-06-01 |  | T
T_TRAWS-D | Trawsfynydd | EDF Energy Customers Ltd | LENCO | T | [5 empty] | C | 0.0073777 | 2 | -18 | 0.6902 | 0.6902 | 0 | -12.424 | -12.424 | 1.38 | 1.38 | F | F | F |  | 2019-06-01 |  | F
T_TSREP-1 | MGT TEESIDE TEESREP MAIN | MGT TEESSIDE LTD. | TEESREP | T | TSREP-1 |  |  |  |  | P | -0.0063078 | 285 | -45 | 0.4 | 0.4 | 0 | -18 | -18 | 114 | 114 | F | F | T |  | 2019-06-01 | F | T
T_USKM-13 | Uskmouth 13 | SIMEC Uskmouth Power Limited | USKMOUTH | T | USKM-13 |  |  | Uskmouth |  | P | 0.0006465 | 14 | 0 | 0.4 | 0.4 | 0 | 0 | 0 | 5.6 | 5.6 | F | F | T |  | 2019-06-01 |  | T
T_USKM-14 | Uskmouth 14 | Marble Power Limited | MARBLE | T | USKM-14 |  |  | Uskmouth |  | P | 0.0006465 | 0 | 0 | 0.4 | 0.4 | 0 | 0 | 0 | 0 | 0 | F | F | T |  | 2019-06-01 |  | T
T_USKM-15 | Uskmouth 15 | Marble Power Limited | MARBLE | T | USKM-15 |  |  | Uskmouth |  | P | 0.0006465 | 0 | 0 | 0.4 | 0.4 | 0 | 0 | 0 | 0 | 0 | F | F | T |  | 2019-06-01 |  | T
T_WBUGT-1 | West Burton GT 01 | EDF Energy (Thermal Generation | WBURTONB | T | WBUGT-1 |  |  | West Burton A&B Power Stations |  | P | 0.0035322 | 20 | 0 | 0.4 | 0.4 | 0 | 0 | 0 | 8 | 8 | F | F | T |  | 2019-06-01 |  | T
T_WBUGT-4 | West Burton GT 04 | EDF Energy (Thermal Generation | WBURTONB | T | WBUGT-4 |  |  | West Burton A&B Power Stations |  | P | 0.0035322 | 21 | 0 | 0.4 | 0.4 | 0 | 0 | 0 | 8.4 | 8.4 | F | F | T |  | 2019-06-01 |  | T
T_WBUPS-1 | West Burton Unit 01 | EDF Energy (Thermal Generation | WBURTONB | T | WBUPS-1 |  |  | West Burton A&B Power Stations |  | P | 0.0035322 | 484 | -30 | 0.4 | 0.4 | 0 | -12 | -12 | 193.6 | 193.6 | F | F | T |  | 2019-06-01 |  | T
T_WBUPS-2 | West Burton Unit 02 | EDF Energy (Thermal Generation | WBURTONB | T | WBUPS-2 |  |  | West Burton A&B Power Stations |  | P | 0.0035322 | 503.7 | -30 | 0.4 | 0.4 | 0 | -12 | -12 | 201.48 | 201.48 | F | F | T |  | 2019-06-01 |  | T
T_WBUPS-3 | West Burton Unit 03 | EDF Energy (Thermal Generation | WBURTONB | T | WBUPS-3 |  |  | West Burton A&B Power Stations |  | P | 0.0035322 | 503 | -30 | 0.4 | 0.4 | 0 | -12 | -12 | 201.2 | 201.2 | F | F | T |  | 2019-06-01 |  | T
T_WBUPS-4 | West Burton Unit 04 | EDF Energy (Thermal Generation | WBURTONB | T | WBUPS-4 |  |  | West Burton A&B Power Stations |  | P | 0.0035322 | 489 | -30 | 0.4 | 0.4 | 0 | -12 | -12 | 195.6 | 195.6 | F | F | T |  | 2019-06-01 |  | T
T_WBURB-1 | West Burton B Unit 1 | EDF Energy (Thermal Generation | WBURTONB | T | WBURB-1 |  |  | West Burton A&B Power Stations |  | P | 0.0035322 | 470 | -60 | 0.4 | 0.4 | 0 | -24 | -24 | 188 | 188 | F | F | T |  | 2019-06-01 | F | T
T_WBURB-2 | West Burton B Unit 2 | EDF Energy (Thermal Generation | WBURTONB | T | WBURB-2 |  |  | West Burton A&B Power Stations |  | P | 0.0035322 | 470 | 0 | 0.4 | 0.4 | 0 | 0 | 0 | 188 | 188 | F | F | T |  | 2019-06-01 | F | T
T_WBURB-3 | West Burton B Unit 3 | EDF Energy (Thermal Generation | WBURTONB | T | WBURB-3 |  |  | West Burton A&B Power Stations |  | P | 0.0035322 | 470 | -60 | 0.4 | 0.4 | 0 | -24 | -24 | 188 | 188 | F | F | T |  | 2019-06-01 | F | T
T_WBURB-41 | West Burton B Battery | EDF Energy (Thermal Generation | WBURTONB | T | WBURB-41 |  |  | West Burton A&B Power Stations |  | P | 0.0035322 | 31 | -30 | 0.4 | 0.4 | 0 | -12 | -12 | 12.4 | 12.4 | F | F | T |  | 2019-06-01 | F | T
T_WBURB-43 | West Burton B Battery | EDF Energy (Thermal Generation | WBURTONB | T | WBURB-43 |  |  | West Burton A&B Power Stations |  | P | 0.0035322 | 31 | -30 | 0.4 | 0.4 | 0 | -12 | -12 | 12.4 | 12.4 | F | F | T |  | 2019-06-01 | F | T
T_WDNSO-1 | West of Duddon Sands Offshore1 | Morecambe Wind Limited | MWLWODS1 | T | WDNSO-1 |  |  |  |  | P | 0.002128 | 191 | -5 | 0.4 | 0.4 | 0 | -2 | -2 | 76.4 | 76.4 | F | F | T |  | 2019-06-01 | F | T
T_WDNSO-2 | West of Duddon Sands Offshore2 | Morecambe Wind Limited | MWLWODS1 | T | WDNSO-2 |  |  |  |  | P | 0.002128 | 191 | -5 | 0.4 | 0.4 | 0 | -2 | -2 | 76.4 | 76.4 | F | F | T |  | 2019-06-01 | F | T
T_WHIHW-1 | Whiteside Hill WF | Whiteside Hill | WHWF1985 | T | WHIHW-1 |  |  |  |  | P | -0.007489 | 27 | -0.1 | 0.4 | 0.4 | 0 | -0.04 | -0.04 | 10.8 | 10.8 | F | F | T |  | 2019-06-01 | F | T
T_WHILW-1 | T_WHILW-1 | SP Renewables (UK) Limited | SPCRE01 | T | WHILW-1 |  |  |  |  | P | -0.007489 | 305 | -4 | 0.4 | 0.4 | 0 | -1.6 | -1.6 | 122 | 122 | F | F | T |  | 2019-06-01 |  | T
T_WHILW-2 | Whitelee Extension | SP Renewables (UK) Limited | SPCRE01 | T | WHILW-2 |  |  |  |  | P | -0.007489 | 206 | -3.5 | 0.4 | 0.4 | 0 | -1.4 | -1.4 | 82.4 | 82.4 | F | F | T |  | 2019-06-01 | F | T
T_WHISTLD-1 | HMNB Whistlefield | EDF Energy Customers Ltd | LENCO | T | WHTLD-1 |  |  |  |  | C | -0.018832 | 0 | -20 | 0.7315 | 0.7315 | 0 | -14.63 | -14.63 | 0 | 0 | F | F | F |  | 2019-06-01 |  | F
T_WILCT-1 | ETOL - Wilton Site | SembCorp Utilities (UK) Ltd | EAGLE2 | T | WILCT-1 |  |  |  |  | P | -0.0063078 | 182 | -120 | 0.4 | 0.4 | 0 | -48 | -48 | 72.8 | 72.8 | F | F | T |  | 2019-06-01 |  | T
T_WISTW-2 | Brockloch Rig 2 WF Exp A | BROCKLOCH RIG WINDFARM LTD | BRWLTD | T | WISTW-2 |  |  |  |  | P | -0.007489 | 61.5 | 0 | 0.4 | 0.4 | 0 | 0 | 0 | 24.6 | 24.6 | F | F | T |  | 2019-06-01 | F | T
T_WLNYO-2 | WALNEY_2 | Walney Offshore Windfarms Ltd | DONG003 | T | WLNYO-2 |  |  |  |  | P | 0.002128 | 183.6 | -2 | 0.4 | 0.4 | 0 | -0.8 | -0.8 | 73.44 | 73.44 | F | F | T |  | 2019-06-01 | F | T
T_WLNYO-3 | WALNEY_3 | Walney Extension Ltd | DONG012 | T | WLNYO-3 |  |  |  |  | P | 0.002128 | 330 | -3 | 0.4 | 0.4 | 0 | -1.2 | -1.2 | 132 | 132 | F | F | T |  | 2019-06-01 | F | T
T_WLNYO-4 | WALNEY_4 | Walney Extension Ltd | DONG012 | T | WLNYO-4 |  |  |  |  | P | 0.002128 | 330 | -3 | 0.4 | 0.4 | 0 | -1.2 | -1.2 | 132 | 132 | F | F | T |  | 2019-06-01 | F | T
T_WLNYW-1 | WALNEY_1 | Walney Offshore Windfarms Ltd | DONG003 | T | WLNYW-1 |  |  |  |  | P | 0.002128 | 182 | -2 | 0.4 | 0.4 | 0 | -0.8 | -0.8 | 72.8 | 72.8 | F | F | T |  | 2019-06-01 | F | T
T_WTMSO-1 | WESTERMOST_ROUGH | Westermost Rough Limited | DONG008 | T | WTMSO-1 |  |  |  |  | P | -0.0010646 | 205 | -40 | 0.4 | 0.4 | 0 | -16 | -16 | 82 | 82 | F | F | T |  | 2019-06-01 | F | T
T_WYLF-1 | T_WYLF-1 | NDA | MAGNOX | T | WYLF-1 |  |  | Wylfa Power Station |  | C | 0.0073777 | 0 | 0 | 0 | 0 | 0 | 0 | 0 | 0 | 0 | F | F | T |  | 2019-06-01 |  | F
T_WYLF-2 | T_WYLF-2 | NDA | MAGNOX | T | WYLF-2 |  |  | Wylfa Power Station |  | C | 0.0073777 | 0 | 0 | 0 | 0 | 0 | 0 | 0 | 0 | 0 | F | F | T |  | 2019-06-01 |  | F
T_WYLF-3 | T_WYLF-3 | NDA | MAGNOX | T | WYLF-3 |  |  | Wylfa Power Station |  | C | 0.0073777 | 0 | 0 | 0 | 0 | 0 | 0 | 0 | 0 | 0 | F | F | T |  | 2019-06-01 |  | F
T_WYLF-4 | T_WYLF-4 | NDA | MAGNOX | T | WYLF-4 |  |  | Wylfa Power Station |  | C | 0.0073777 | 0 | 0 | 0 | 0 | 0 | 0 | 0 | 0 | 0 | F | F | T |  | 2019-06-01 |  | F
T_WYLF-D1 | T_WYLF-D1 | EDF Energy Customers Ltd | LENCO | T |  |  |  | Wylfa Power Station |  | C | 0.0073777 | 2 | -10 | 0.6538 | 0.6538 | 0 | -6.538 | -6.538 | 1.308 | 1.308 | F | F | F |  | 2019-06-01 |  | F
T_WYLF-D2 | T_WYLF-D2 | EDF Energy Customers Ltd | LENCO | T |  |  |  | Wylfa Power Station |  | C | 0.0073777 | 2 | -10 | 0.7341 | 0.7341 | 0 | -7.341 | -7.341 | 1.468 | 1.468 | F | F | F |  | 2019-06-01 |  | F
T_WYLF-D3 | T_WYLF-D3 | EDF Energy Customers Ltd | LENCO | T |  |  |  | Wylfa Power Station |  | C | 0.0073777 | 2 | -10 | 0 | 0 | 0 | 0 | 0 | 0 | 0 | F | F | F |  | 2019-06-01 |  | F
T__HYELT002 | UKAEA Culham Jet | EDF Energy Customers Ltd | LENCO | T | CULJD-1 |  |  |  |  | C | 0.0071618 | 0 | -14 | 0.0167 | 0.0167 | 0 | -0.234 | -0.234 | 0 | 0 | F | F | F |  | 2019-06-01 |  | F
T__KYELT003 | ASW tremorfa | AXPO UK LIMITED | EGLUK | T | TRMFD-1 |  |  |  |  | C | 0.0006465 | 2 | -134 | 0.5404 | 0.5404 | 0 | -72.414 | -72.414 | 1.081 | 1.081 | F | F | T |  | 2019-06-01 |  | F
T__MYELT001 | Corus Aldwarke | Marble Power Limited | MARBLE | T | RHAMD-1 |  |  |  |  | C | -0.0010646 | 0 | -157.88 | 0.2198 | 0.2198 | 0 | -34.702 | -34.702 | 0 | 0 | F | F | T |  | 2019-06-01 |  | F

## TEC Register
TEC Register Report as on 25/07/2019
Customer Name | Project Name | Connection Site | MW Connected | MW Increase / Decrease | MW Total | MW Effective Date | Project Status | HOST TO | Plant Type
District Energy Ltd. | Abedare | Upperboat 132 kV | 10 | 0 | 10 |  | Built | NGET | CCGT
Aberarder Wind Farm LLP | Aberarder Wind Farm | Aberarder Wind Farm 132/33kV Substation | 0 | 49.99 | 49.99 | 2020-08-25 01:00 | Consents Approved | SHET | Wind Onshore
Aberdeen Offshore Wind Farm Limited | Aberdeen Offshore Wind Farm | Blackdog 132kV Substation | 95.5 | 0 | 95.5 |  | Built | SHET | Wind Offshore
Abergelli Power Limited | Abergelli Power Limited | Swansea North 400kV | 0 | 299 | 299 | 2022-09-30 01:00 | Scoping | NGET | OCGT
RWE Generation UK Plc | Aberthaw | Aberthaw 275kV | 1610 | 0 | 1610 |  | Built | NGET | Coal
A'Chruach Wind Farm Limited | A'Chruach Wind Farm | A'Chruach Wind Farm | 43 | 0 | 43 |  | Built | SHET | Wind Onshore
Afton Wind Farm Limited | Afton Wind Farm | Afton | 50 | 0 | 50 |  | Built | SPT | Wind Onshore
SSE Generation Ltd | Aigas (part of the Beauly Cascade) | Aigas | 20 | 0 | 20 |  | Built | SHET | Hydro
Community Windpower Ltd | Aikengall II Windfarm | Westerdod 132kV | 140 | 0 | 140 |  | Built | SPT | Wind Onshore
Airies WindFarm Limited | Airies Wind Farm | Newton Stewart 132/33kV | 35 | 0 | 35 |  | Built | SPT | Wind Onshore
Pivoted Power LLP | Alverdiscott | Alverdiscott | 0 | 49.9 | 49.9 | 2023-10-31 | Scoping | NGET | Battery Storage
An Suidhe Wind Farm Ltd | An Suidhe Wind Farm, Argyll (SRO) | Eredine Forest | 19.3 | 0 | 19.3 |  | Built | SHET | Wind Onshore
Andershaw Wind Power Limited | Andershaw Wind Farm | Linnmill 132/33kV | 35 | 0 | 35 |  | Built | SPT | Wind Onshore
Coronation Power Limited | Arbroath | Arbroath 132/33kV GSP Substation | 0 | 49 | 49 | 2023-10-31 | Scoping | SHET | Battery Storage
ScottishPower Renewables (UK) Limited | Ardkinglas | Ardkinglas | 19.25 | 0 | 19.25 |  | Built | SHET | Wind Onshore
ScottishPower Renewables (UK) Limited | Arecleoch | Arecleoch 132kV | 114 | 0 | 114 |  | Built | SPT | Wind Onshore
Falck Renewables Wind Ltd | Assel Valley Wind Farm | Maybole 132/33KV | 29.95 | 0 | 29.95 |  | Built | SPT | Wind Onshore
Auchrobert Wind Energy Limited | Auchrobert Wind Farm | Linmill 132/33kV | 36 | 0 | 36 |  | Built | SPT | Wind Onshore
Pivoted Power LLP | Axminster | Axminster 400kV Substation | 0 | 49.9 | 49.9 | 2022-10-31 | Scoping | NGET | Battery Storage
Innogy Renewables UK Ltd | Bad a Cheo Wind Farm | Mybster 3 33kV Substation | 26.65 | 0 | 26.65 |  | Built | SHET | Wind Onshore
Baglan Generating Ltd & Baglan Operations Ltd | Baglan Bay | Baglan Bay | 0 | 41 | 41 | 2022-10-31 | Under Construction/Commissioning | NGET | CCGT
Baglan Generating Ltd & Baglan Operations Ltd | Baglan Bay | Baglan Bay | 552 | 0 | 552 |  | Built | NGET | CCGT
Baillie Wind Farm Ltd | Baillie Wind Farm | Dounreay | 52.5 | 0 | 52.5 |  | Built | SHET | Wind Onshore
Barking Power Ltd | Barking | Barking 275kV Substation | 0 | 0 | 0 |  | Built | NGET | CCGT
Barrow Offshore Wind Ltd | Barrow Offshore Wind Farm |  | 90 | 0 | 90 |  | Built | OFFSHORE | Wind Offshore
Centrica Barry Ltd | Barry Power Station | Aberthaw 132kV substation | 0 | 0 | 0 |  | Terminated | NGET | CCGT
Viridis 178 Ltd | Barton Hill | Abham GSP | 20.88 | 0 | 20.88 |  | Built | NGET | CHP
Beatrice Offshore Windfarm Ltd | Beatrice Wind Farm | Beatrice 33/132kV Offshore Substations | 35 | 0 | 35 |  | Built | SHET | Wind Offshore
Beatrice Offshore Windfarm Ltd | Beatrice Wind Farm | Beatrice 33/132kV Offshore Substations | 294 | 0 | 294 |  | Built | SHET | Wind Offshore
Beatrice Offshore Windfarm Ltd | Beatrice Wind Farm | Beatrice 33/132kV Offshore Substations | 259 | 0 | 259 |  | Built | SHET | Wind Offshore
Peel Wind Farms (Yell) Limited | Beaw Field Wind Farm | Yell | 0 | 72 | 72 | 2024-03-31 | Scoping | SHET | Wind Onshore
Citigen (London) Ltd | Beech Street/City Road | Beech Street/City Road | 30 | 0 | 30 |  | Built | NGET | CHP
ScottishPower Renewables (UK) Limited | Beinn an Tuirc 2 | Carradale | 43.7 | 0 | 43.7 |  | Built | SHET | Wind Onshore
ScottishPower Renewables (UK) Limited | Beinn an Tuirc 3 | Carradale 132/33kV Substation | 0 | 50 | 50 | 2019-10-31 | Awaiting Consents | SHET | Wind Onshore
ScottishPower Renewables (UK) Limited | Beinn Tharsuinn | Alness GSP | 29 | 0 | 29 |  | Built | SHET | Wind Onshore
Beinneun Wind Farm Ltd | Beinneun Wind Farm | Beinneun 132/33kV substation | 109 | 0 | 109 |  | Built | SHET | Wind Onshore
E.ON Climate & Renewables UK Developments Limited | Benbrack Wind Farm | Kendoon North 132/33kV | 0 | 72 | 72 | 2023-05-30 01:00 | Awaiting Consents | SPT | Wind Onshore
Berry Burn Wind Farm Limited | Berry Burn Wind Farm | Berry Burn 275/33kV Substation | 67 | 0 | 67 |  | Built | SHET | Wind Onshore
SSE Generation Ltd | Bhlaraidh Wind Farm | Bhlaraidh 132/33kV Substation | 108 | 0 | 108 |  | Built | SHET | Wind Onshore
GEA Bilbo Limited | Bilbo Farm | Strichen | 0 | 25 | 25 | 2020-07-06 | Scoping | SHET | PV Array
Blackcraig Wind Farm (Scotland) Limited | Blackcraig Wind Farm | Black Craig | 52.9 | 0 | 52.9 |  | Built | SPT | Wind Onshore
ScottishPower Renewables (UK) Limited | Blacklaw | Blacklaw Wind Farm | 118 | 0 | 118 |  | Built | SPT | Wind Onshore
ScottishPower Renewables (UK) Limited | Blacklaw Extension | Blacklaw Extension | 60 | 0 | 60 |  | Built | SPT | Wind Onshore
Blary Hill Energy Limited | Blary Hill Wind Farm | Carradale | 0 | 35 | 35 | 2020-10-31 | Consents Approved | SHET | Wind Onshore
Arenko Desert Sensation Limited | Bloxwich | Bustleholm 132kV | 41 | 0 | 41 |  | Built | NGET | Battery Storage
National Reserve Limited | Bolney |  | 0 | 49.9 | 49.9 | 2023-10-30 | Scoping | NGET | Battery Storage
Pivoted Power LLP | Bolney |  | 0 | 49.9 | 49.9 | 2022-10-31 | Scoping | NGET | Battery Storage
Grangemouth CHP Ltd | BP Grangemouth | Grangemouth | 120 | 0 | 120 |  | Built | SPT | CHP
Bradwell Power Generation Company Limited | Bradwell B | Bradwell 400kV Substation | 0 | 1670 | 1670 | 2029-12-31 | Scoping | NGET | Nuclear
Brookfield Renewable UK Ltd | Braelangwell Wind Farm | Shin 132/33kV GSP Substation | 0 | 68 | 68 | 2023-12-31 | Awaiting Consents | SHET | Wind Onshore
Braes of Doune Wind Farm (Scotland) Ltd | Braes of Doune | Braco | 74 | 0 | 74 |  | Built | SHET | Wind Onshore
Pivoted Power LLP | Braintree |  | 0 | 49.9 | 49.9 | 2020-10-31 | Awaiting Consents | NGET | Battery Storage
Pivoted Power LLP | Bramford |  | 0 | 49.9 | 49.9 | 2021-10-31 | Awaiting Consents | NGET | Battery Storage
Pivoted Power LLP | Bredbury |  | 0 | 49.9 | 49.9 | 2022-10-31 | Scoping | NGET | Battery Storage
Centrica Brigg Ltd | Brigg | Keadby 400kV Substation | 99 | 0 | 99 |  | Built | NGET | CCGT
Broken Cross Windfarm Ltd | Broken Cross Windfarm | Broken Cross Windfarm | 0 | 48 | 48 | 2026-10-31 | Awaiting Consents | SPT | Wind Onshore
Muirden Energy LLP | Brownieleys | Fiddes 132/33kV Substation | 7.5 | 0 | 7.5 |  | Built | SHET | Wind Onshore
DONG Energy Burbo Extension (UK) Ltd | Burbo Bank Extension Offshore Wind Farm | BURBO BANK EXTENSION OFFSHORE SUBSTATION | 254 | 0 | 254 |  | Built | NGET | Wind Offshore
Eneco Burn Of Whilk Limited | Burn of Whilk Wind Farm | Mybster 1 | 22.5 | 0 | 22.5 |  | Built | SHET | Wind Onshore
Pivoted Power LLP | Burwell | Burwell 400kV Substation | 0 | 49.9 | 49.9 | 2021-10-31 01:00 | Awaiting Consents | NGET | Battery Storage
Energy Power Resources Ltd | Burwell | Burwell Main/Histon | 38 | 0 | 38 |  | Built | NGET | Biomass
C.GEN Killingholme Ltd | C.Gen Killingholme North Power Station | C.Gen North Killingholme | 0 | 540 | 540 | 2021-04-01 01:00 | Consents Approved | NGET | CCGT
Renewable Energy Systems Limited | Cairn Duhie Wind Farm | Cairn Duhie 275kV Substation | 0 | 84 | 84 | 2023-07-30 01:00 | Scoping | SHET | Wind Onshore
Renewable Energy Systems Limited | Cairnmore Hill Wind Farm | Thurso GSP | 0 | 36 | 36 | 2024-10-31 | Awaiting Consents | SHET | Wind Onshore
UPM-KYMMENE (UK) Ltd | Caledonian Paper Mill (Meadowhead) | Meadowhead | 20 | 0 | 20 |  | Built | SPT | CCGT
Tidal Lagoon | Cardiff Bay | Newport 400kV Substation | 0 | 820 | 820 | 2026-04-01 01:00 | Scoping | NGET | Wave
Tidal Lagoon | Cardiff Bay | Newport 400kV Substation | 0 | 1820 | 1820 | 2027-04-01 01:00 | Scoping | NGET | Wave
Tidal Lagoon | Cardiff Bay | Newport 400kV Substation | 0 | 505 | 505 | 2028-04-01 01:00 | Scoping | NGET | Wave
Npower Renewables Ltd | Carnedd Wen Wind Farm | Mid-Wales West | 0 | 150 | 150 | 2026-04-01 01:00 | Scoping | NGET | Wind Onshore
Green Power Limited | Carraig Gheal Wind Farm | Carraig Gheal 132/33kV Substation | 46 | 0 | 46 |  | Built | SHET | Wind Onshore
Pivoted Power LLP | Carrington |  | 0 | 49.9 | 49.9 | 2022-10-31 | Awaiting Consents | NGET | Battery Storage
Carrington Power Ltd | Carrington Power Station | Carrington | 910 | 0 | 910 |  | Built | NGET | CCGT
SSE Generation Ltd | Cashlie (Part of Killin Cascade Hydro Scheme) | Cashlie | 11 | 0 | 11 |  | Built | SHET | Hydro
Uniper UK Limited | CDCL | Cottam 400kV Substation | 445 | 0 | 445 |  | Built | NGET | CCGT
SSE Generation Ltd | Ceannacroc (part of the Moriston Cascade) | Ceannacroc | 20 | 0 | 20 |  | Built | SHET | Hydro
RWE Generation UK Plc | Cheshire | Capenhurst | 67.25 | 22.75 | 90 | 2020-08-01 01:00 | Built | NGET | OCGT
National Reserve Limited | Chickerell |  | 0 | 54.5 | 54.5 | 2023-10-30 | Scoping | NGET | HYBRID
Chirmorie Wind Farm Limited | Chirmorie Wind Farm | Chirmorie 132/ 33KV SUBSTATION | 0 | 80 | 80 | 2022-09-30 01:00 | Awaiting Consents | SPT | Wind Onshore
EDF Energy Renewables Limited | Clash Gour | Clash Gour Wind Farm 132kV Substation | 0 | 210 | 210 | 2023-10-30 | Awaiting Consents | SHET | Wind Onshore
Vattenfall Wind Power Ltd | Clashindarroch | Clashindarroch | 37 | 0 | 37 |  | Built | SHET | Wind Onshore
Vattenfall Wind Power Ltd | Clashindarroch 2 | Cairnford | 0 | 77 | 77 | 2023-09-30 01:00 | Scoping | SHET | Wind Onshore
Christopher Moran Energy Limited | Clashindarroch Extension | Clashindarroch Windfarm Extension 132kV Substation | 0 | 37.5 | 37.5 | 2023-10-31 | Scoping | SHET | Wind Onshore
Cleve Hill Solar Park Limited | Cleve Hill Solar Park | Cleve Hill | 0 | 350 | 350 | 2024-04-01 01:00 | Awaiting Consents | NGET | PV Array
SSE Generation Ltd | Cloiche Wind Farm | Cloiche 132/33kV Substation | 0 | 200 | 200 | 2026-10-31 | Scoping | SHET | Wind Onshore
SSE Generation Ltd | Clunie (part of the Clunie Cascade) | Clunie | 61.2 | 0 | 61.2 |  | Built | SHET | Hydro
Clyde Wind Farm (Scotland) Ltd | Clyde North | Clyde North 275/33kV | 374.5 | 0 | 374.5 |  | Built | SPT | Wind Onshore
Clyde Wind Farm (Scotland) Ltd | Clyde South | Clyde South 275/33kV | 128.8 | 0 | 128.8 |  | Built | SPT | Wind Onshore
Codling Wind Park Ltd | Codling Park Wind Farm | Pentir Substation | 0 | 1000 | 1000 | 2024-10-31 | Scoping | NGET | Wind Offshore
Coire Glas Hydro Pumped Storage Limited | Coire Glas Pumped Storage | Coire Glas 400kV Substation | 0 | 612 | 612 | 2025-10-31 | Consents Approved | SHET | Pump Storage
RockbySea Ltd | Coire Na Cloiche | Alness GSP | 30 | 0 | 30 |  | Built | SHET | Wind Onshore
Uniper UK Limited | Connahs Quay | Deeside 400kV Substation | 1380 | 0 | 1380 |  | Built | NGET | CCGT
Corby Power Ltd | Corby | Corby 132kV substation | 401 | 0 | 401 |  | Built | NGET | CCGT
Corriegarth Wind Energy Limited | Corriegarth | Corriegarth 132/33kV substation | 69 | 0 | 69 |  | Built | SHET | Wind Onshore
Corriemoillie Windfarm Limited | Corriemoillie Wind Farm | Corriemoillie 132/33kV Substation | 47.5 | 0 | 47.5 |  | Built | SHET | Wind Onshore
Coryton Energy Company Ltd | Coryton | Coryton | 800 | 0 | 800 |  | Built | NGET | CCGT
Costa Head Wind Farm Limited | Costa Head Wind Farm | Costa Head 132/33kV Substation | 0 | 20.4 | 20.4 | 2023-04-30 01:00 | Awaiting Consents | SHET | Wind Onshore
EDF Energy (Thermal Generation) Limited | Cottam | Cottam 400kV Substation | 2000 | -2000 | 0 | 2020-04-01 | Built | NGET | Coal
Cour Wind Farm (Scotland) Limited | Cour Wind Farm | Crossaig 132/33kV Substation | 20.5 | 0 | 20.5 |  | Built | SHET | Wind Onshore
Pivoted Power LLP | Coventry |  | 0 | 49.9 | 49.9 | 2021-10-31 01:00 | Awaiting Consents | NGET | Battery Storage
RWE Generation UK Plc | Cowes | Fawley 400kV Substation | 140 | 0 | 140 |  | Built | NGET | OCGT
Pivoted Power LLP | Cowley |  | 0 | 49.9 | 49.9 | 2020-04-30 01:00 | Awaiting Consents | NGET | Battery Storage
ESB Asset Development UK Limited | CPG Power | Carrington 400kV Substation | 0 | 49.9 | 49.9 | 2021-06-30 01:00 | Scoping | NGET | Gas Reciprocating
Craig Wind Farm Limited | Craig II Wind Farm | Chapelcross 132/33kV Substation | 4.7 | 0 | 4.7 |  | Built | SPT | Wind Onshore
Creag Riabhach Wind Farm Ltd | Creag Riabhach Wind Farm | Creag Riabhach 132/33kV Substation | 0 | 79.2 | 79.2 | 2022-04-30 | Consents Approved | SHET | Wind Onshore
Crookedstane Windfarm Limited | Crookedstane Windfarm | Clyde South | 0 | 25.4 | 25.4 | 2021-04-30 | Consents Approved | SPT | Wind Onshore
Crossdykes Wind Farm Limited | Crossdykes | Crossdykes 33kV Substation | 0 | 46 | 46 | 2019-12-20 | Consents Approved | SPT | Wind Onshore
Muirhall Energy Ltd | Crossdykes Extension | Ewe Hill | 0 | 40 | 40 | 2024-11-30 | Scoping | SPT | Wind Onshore
Drax Generation Enterprise Limited | Cruachan | Dalmally | 440 | 0 | 440 |  | Built | SPT | Pump Storage
Crystal Rig II Ltd | Crystal Rig 2 Wind Farm | Crystal Rig | 138 | 0 | 138 |  | Built | SPT | Wind Onshore
Crystal Rig III Limited | Crystal Rig 3 Wind Farm | Crystal Rig 400/132kV Substation | 0 | 48.2 | 48.2 | 2020-04-01 | Consents Approved | SPT | Wind Onshore
Crystal Rig III Limited | Crystal Rig 3 Wind Farm | Crystal Rig 400/132kV Substation | 13.8 | 0 | 13.8 |  | Built | SPT | Wind Onshore
SSE Generation Ltd | Culligran (part of the Beauly Cascade) | Culligran | 19.1 | 0 | 19.1 |  | Built | SHET | Hydro
Cumberhead Wind Energy Limited | Cumberhead | Cumberhead | 0 | 50 | 50 | 2020-06-30 01:00 | Awaiting Consents | SPT | Wind Onshore
RWE Generation UK Plc | Cwm Dyli | Trawfynydd | 10 | 0 | 10 |  | Built | NGET | Hydro
Statkraft Energy Ltd | Cwm Rheidol | Swansea North | 50 | 0 | 50 |  | Built | NGET | Hydro
Dalquhandy Wind Farm Limited | Dalquhandy Wind Farm | Dalquhandy 132/33kV Substation | 0 | 45 | 45 | 2022-10-31 | Consents Approved | SPT | Wind Onshore
Dalswinton Wind Farm (Scotland) Ltd | Dalswinton | Dumfries | 30 | 0 | 30 |  | Built | SPT | Wind Onshore
Drax Generation Enterprise Limited | Damhead Creek | Kingsnorth | 805 | 0 | 805 |  | Built | NGET | CCGT
Drax Generation Enterprise Limited | Damhead Creek II | Kingsnorth 400kV Substation | 0 | 1800 | 1800 | 2021-12-01 | Consents Approved | NGET | CCGT
SSE Generation Ltd | Deanie (part of the Beauly Cascade) | Deanie | 38 | 0 | 38 |  | Built | SHET | Hydro
Deeside Power Development Co Ltd | Deeside | Deeside 400kV Substation | 1 | 0 | 1 |  | Built | NGET | CCGT
ScottishPower Renewables (UK) Limited | Dersalloch Wind Farm | Dersalloch | 69 | 0 | 69 |  | Built | SPT | Wind Onshore
Derwent Cogeneration Ltd | Derwent | Willington 132kV Substation | 0 | 162 | 162 | 2020-10-30 | Built | NGET | CHP
RWE Generation UK Plc | Didcot A GTs | Didcot 400kV Substation | 99.9 | 0 | 99.9 |  | Built | NGET | OCGT
RWE Generation UK Plc | Didcot B | Didcot 400kV Substation | 1450 | 0 | 1450 |  | Built | NGET | CCGT
First Hydro Company | Dinorwig | Dinorwig 400kV Substation | 1644 | 0 | 1644 |  | Built | NGET | Pump Storage
Dogger Bank Offshore Wind Farm Project 1 Projco Limited | Dogger Bank Project 1 | Dogger Bank 220/33kV Offshore Substations | 0 | 600 | 600 | 2023-04-01 01:00 | Consents Approved | NGET | Wind Offshore
Dogger Bank Offshore Wind Farm Project 1 Projco Limited | Dogger Bank Project 1 | Dogger Bank 220/33kV Offshore Substations | 0 | 600 | 600 | 2023-04-01 01:00 | Consents Approved | NGET | Wind Offshore
Dogger Bank Offshore Wind Farm Project 3 Projco Limited | Dogger Bank Project 2 | Dogger Bank 220/33kV Offshore Substations | 0 | 500 | 500 | 2023-04-01 01:00 | Awaiting Consents | NGET | Wind Offshore
Dogger Bank Offshore Wind Farm Project 3 Projco Limited | Dogger Bank Project 2 | Dogger Bank 220/33kV Offshore Substations | 0 | 500 | 500 | 2024-04-01 | Awaiting Consents | NGET | Wind Offshore
Dogger Bank Offshore Wind Farm Project 2 Projco Limited | Dogger Bank Project 4 | Dogger Bank 220/33kV Offshore Substations | 0 | 600 | 600 | 2023-04-01 01:00 | Consents Approved | NGET | Wind Offshore
Dogger Bank Offshore Wind Farm Project 2 Projco Limited | Dogger Bank Project 4 | Dogger Bank 220/33kV Offshore Substations | 0 | 600 | 600 | 2023-04-01 01:00 | Consents Approved | NGET | Wind Offshore
RWE Generation UK Plc | Dolgarrog | Pentir | 39 | 0 | 39 |  | Built | NGET | Hydro
Dorenell Windfarm Limited | Dorenell Windfarm | Dorenell 132/33kV | 177 | 0 | 177 |  | Built | SHET | Wind Onshore
Douglas West Wind Farm Ltd | Douglas West | Coalburn132/33kV | 0 | 45 | 45 | 2021-04-30 01:00 | Consents Approved | SPT | Wind Onshore
Viridis 178 Ltd | Dowlais | Upperboat 132 | 21 | 0 | 21 |  | Built | NGET | Thermal
Drax Power Ltd | Drax (Biomass) | Drax | 1905 | 0 | 1905 |  | Built | NGET | Biomass
Drax Power Ltd | Drax (Coal) | Drax | 2001 | 1125 | 2001 | 2023-04-01 01:00 | Built | NGET | Coal
Druim Leathann Windfarm Ltd | Druim Leathann BEGA |  | 0 | 49.7 | 49.7 | 2023-10-31 | Scoping | SHET | Wind Onshore
Dudgeon Offshore Wind Ltd | Dudgeon Offshore Wind Farm | Necton 400kV Substation | 400 | 0 | 400 |  | Built | NGET | Wind Offshore
EDF Energy Nuclear Generation Ltd | Dungeness B | Dungeness 275kV Substation | 1120 | 0 | 1120 |  | Built | NGET | Nuclear
ScottishPower Renewables (UK) Limited | Dunlaw Extension | Dunlaw Extension | 29.75 | 0 | 29.75 |  | Built | SPT | Wind Onshore
Dunmaglass Wind Farm Limited | Dunmaglass Wind Farm | Beauly/Foyers | 94 | 0 | 94 |  | Built | SHET | Wind Onshore
ScottishPower Renewables (UK) Limited | East Anglia 2 | Platform EA2A and Platform EA2B 220/33kV Offshore Substations | 0 | 860 | 860 | 2026-04-01 01:00 | Scoping | NGET | Wind Offshore
East Anglia THREE Limited | East Anglia 3 | Platform EA3A and Platform EA3B 220/33kV Substations | 0 | 600 | 600 | 2023-04-01 01:00 | Consents Approved | NGET | Wind Offshore
East Anglia THREE Limited | East Anglia 3 | Platform EA3A and Platform EA3B 220/33kV Substations | 0 | 600 | 600 | 2023-04-01 01:00 | Consents Approved | NGET | Wind Offshore
East Anglia FOUR Limited | East Anglia 4 | Platform EA4A and Platform EA4B 220/33kV Offshore Substations | 0 | 900 | 900 | 2027-04-01 01:00 | Scoping | NGET | Wind Offshore
East Anglia FOUR Limited | East Anglia 5 | Platform EA5A and Platform EA5B 220/33kV Substations | 0 | 900 | 900 | 2027-04-01 01:00 | Scoping | NGET | Wind Offshore
East Anglia FOUR Limited | East Anglia 6 | Platform EA6A and Platform EA6B and Platform EA6C 220/33kV Substations | 0 | 900 | 900 | 2024-04-01 01:00 | Scoping | NGET | Wind Offshore
East Anglia FOUR Limited | East Anglia 6 | Platform EA6A and Platform EA6B and Platform EA6C 220/33kV Substations | 0 | 900 | 900 | 2024-04-01 01:00 | Scoping | NGET | Wind Offshore
East Anglia One Limited | East Anglia One | Platform EA One 220/66kV Offshore Substation | 0 | 340 | 340 | 2019-11-30 | Consents Approved | NGET | Wind Offshore
East Anglia One Limited | East Anglia One | Platform EA One 220/66kV Offshore Substation | 0 | 129 | 129 | 2019-06-30 01:00 | Built | NGET | Wind Offshore
East Anglia One Limited | East Anglia One | Platform EA One 220/66kV Offshore Substation | 0 | 211 | 211 | 2019-07-30 01:00 | Built | NGET | Wind Offshore
East Anglia One Limited | East Anglia One North |  | 0 | 860 | 860 | 2027-04-01 01:00 | Scoping | OFFSHORE | Wind Offshore
Vattenfall Wind Power Ltd | Edinbane Wind, Skye | Edinbane | 41.4 | 0 | 41.4 |  | Built | SHET | Wind Onshore
Eggborough Power Ltd | Eggborough | Eggborough 400kV Substation | 0 | 0 | 0 |  | Built | NGET | Coal
Eggborough Power Ltd | Eggborough | Eggborough 400kV Substation | 0 | 2450 | 2450 | 2022-04-01 01:00 | Awaiting Consents | NGET | CCGT
Elchies Wind Limited | Elchies Wind Farm | Elchies 132/33kV Substation | 0 | 99 | 99 | 2023-06-30 01:00 | Scoping | SHET | Wind Onshore
Clearstone Services Limited | Elstree | Elstree 275kv Substation | 0 | 49.5 | 49.5 | 2022-10-31 | Scoping | NGET | CCGT
Statkraft Ireland Limited | Energy Isles |  | 0 | 120.3 | 120.3 | 2024-03-31 | Scoping | SHET | Wind Offshore
Uniper UK Limited | Enfield | Brimsdown 132kV Substation | 415 | 0 | 415 |  | Built | NGET | CCGT
E.ON Climate & Renewables UK Developments Limited | Enoch Hill | Enoch Hill 132/33kV | 0 | 69 | 69 | 2023-05-30 01:00 | Scoping | SPT | Wind Onshore
Equinor New Energy Ltd | Equinor | Sheringham Shoal and Dudgeon Offshore Windfarms | 0 | 0 | 719 | 2025-09-01 01:00 | Scoping | NGET | Wind Offshore
SSE Generation Ltd | Errochty | Errochty | 75 | 0 | 75 |  | Built | SHET | Hydro
ScottishPower Renewables (UK) Limited | Ewe Hill | Ewe Hill | 39 | 0 | 39 |  | Built | SPT | Wind Onshore
Pivoted Power LLP | Exeter | Exeter 400kV Substation | 0 | 49.9 | 49.9 | 2021-10-31 01:00 | Awaiting Consents | NGET | Battery Storage
EDF Energy Renewables Limited | Fallago Rig 2 | Fallago 400kV Substation | 0 | 41.4 | 41.4 | 2021-10-31 01:00 | Awaiting Consents | SPT | Wind Onshore
Fallago Rig Wind Farm Ltd | Fallago Rig Wind Farm | Fallago 400kV Substation | 144 | 0 | 144 |  | Built | SPT | Wind Onshore
Farr Wind Farm Limited | Farr Wind Farm, Tomatin | Beauly | 92 | 0 | 92 |  | Built | SHET | Wind Onshore
SSE Generation Ltd | Fasnakyle G1 & G2 | Fasnakyle | 46 | 0 | 46 |  | Built | SHET | Hydro
SSE Generation Ltd | Fasnakyle G3 & G4 | Fasnakyle | 30.5 | 0 | 30.5 |  | Built | SHET | Hydro
Community Windpower Ltd | Faw Side Community Wind Farm | Faw Side Community Wind Farm | 0 | 200 | 200 | 2024-11-30 | Scoping | SPT | Wind Onshore
Esso Petroleum Company, Limited | Fawley CHP | Fawley 400kV Substation | 158 | 0 | 158 |  | Built | NGET | CHP
Keadby Generation Ltd | Ferrybridge D | Ferrybridge | 0 | 1820 | 1820 | 2023-04-01 01:00 | Scoping | NGET | CCGT
First Hydro Company | Ffestiniog | Ffestiniog 275kV Substation | 360 | 0 | 360 |  | Built | NGET | Pump Storage
Keadby Generation Ltd | Fiddlers Ferry | Fiddlers Ferry | 1455 | -1455 | 0 | 2020-04-01 01:00 | Built | NGET | Coal
SSE Generation Ltd | Finlarig | Finlarig | 16.5 | 0 | 16.5 |  | Built | SHET | Hydro
Seagreen Wind Energy Ltd | Firth of Forth Offshore Wind Farm 2A |  | 0 | 700 | 700 | 2023-04-01 01:00 | Scoping | SPT | Wind Offshore
Seagreen Wind Energy Ltd | Firth of Forth Offshore Wind Farm 2B | Branxton 400kV | 0 | 700 | 700 | 2024-04-01 01:00 | Scoping | SPT | Wind Offshore
Seagreen Wind Energy Ltd | Firth of Forth Phase 1 | Tealing 275/33kv | 0 | 0 | 0 |  |  | SHET | Wind Offshore
Seagreen Wind Energy Ltd | Firth of Forth Phase 1 | Tealing 275/33kv | 0 | 1075 | 1075 | 2022-10-01 | Consents Approved | SHET | Wind Offshore
Whitetower Energy Limited | Fort Dunlop | Dunlop 132kV substation | 99 | 0 | 99 |  | Built | NGET | OCGT
SSE Generation Ltd | Foyers | Foyers | 300 | 0 | 300 |  | Built | SHET | Pump Storage
RES UK & Ireland Limited | Freasdail | Crossaig 132kV Substation | 22.2 | 0 | 22.2 |  | Built | SHET | Wind Onshore
Galawhistle Wind Farm Ltd | Galawhistle Wind Farm | Galawhistle 132/33kV | 55.2 | 0 | 55.2 |  | Built | SPT | Wind Onshore
Galloper Wind Farm Limited | Galloper Wind Farm | Galloper North 132/33kv | 348 | 0 | 348 |  | Built | NGET | Wind Offshore
Willowind Gass Limited | Gass Wind Farm | Newton Stewart | 0 | 20.7 | 20.7 | 2023-10-30 | Scoping | SPT | Wind Onshore
Gateway Energy Centre Limited | Gateway Energy Centre Power Station | Coryton South 400kV Substation | 0 | 450.01 | 450.01 | 2023-09-30 01:00 | Consents Approved | NGET | HYBRID
Gateway Energy Centre Limited | Gateway Energy Centre Power Station | Coryton South 400kV Substation | 0 | 549.99 | 549.99 | 2022-09-30 01:00 | Consents Approved | NGET | HYBRID
Gilston Hill Windfarm Limited | Gilston Hill Wind Farm | Gilston Hill 33kV Substation | 0 | 21 | 21 | 2021-06-30 01:00 | Consents Approved | SPT | Wind Onshore
Fibrogen Ltd | Glanford | Keadby | 15 | 0 | 15 |  | Built | NGET | Biomass
Renewable Energy Systems Limited | Gleann Eoghainn | Dunvegan 132/33kV GSP | 0 | 25 | 25 | 2027-05-31 01:00 | Awaiting Consents | SHET | Wind Onshore
ScottishPower Renewables (UK) Limited | Glen App Windfarm | Glen App and Loch Ree 132/33kV Substation | 32.2 | 0 | 32.2 |  | Built | SPT | Wind Onshore
Glen Kyllachy Wind Farm Limited | Glen Kyllachy Wind Farm | Glen Kyllachy Wind Farm | 0 | 48.5 | 48.5 | 2021-04-30 01:00 | Consents Approved | SHET | Wind Onshore
Kilmac Energy (Glen Ullinish) Limited | Glen Ullinish Wind Farm | Glen Ullinish 132/33kV Substation | 0 | 42 | 42 | 2024-10-31 | Consents Approved | SHET | Wind Onshore
SSE Renewables Developments (UK) Ltd | Glencassley Wind Farm | Shin 33kV | 0 | 65 | 65 | 2024-04-30 01:00 | Awaiting Consents | SHET | Wind Onshore
RES UK & Ireland Limited | Glenchamber Wind Farm | Glenluce | 25.3 | 0 | 25.3 |  | Built | SPT | Wind Onshore
RES UK & Ireland Limited | Glenchamber Wind Farm | Glenluce | 0 | 2.2 | 2.2 | 2022-10-30 01:00 | Consents Approved | SPT | Wind Onshore
SSE Generation Ltd | Glendoe | Fort Augustus | 99.9 | 0 | 99.9 |  | Built | SHET | Hydro
SSE Generation Ltd | Glenmoriston (part of the Moriston Cascade) | Glenmoriston | 40 | 0 | 40 |  | Built | SHET | Hydro
Glenmuckloch Pumped Storage Hydro Limited | Glenmuckloch Pumped Storage | Glenmuckloch 132kV Substation | 0 | 210 | 210 | 2023-10-31 | Consents Approved | SPT | Pump Storage
Glenmuckloch Renewable Energy Limited | Glenmuckloch Wind Farm | Glenmuckloch 33kV | 0 | 33.6 | 33.6 | 2023-04-30 01:00 | Awaiting Consents | SPT | Wind Onshore
Glens of Foudland Wind Farm Ltd | Glens of Foudland Wind (SRO) | Keith | 26 | 0 | 26 |  | Built | SHET | Wind Onshore
SIMEC Wind One Limited | Glenshero | Glenshero | 0 | 168 | 168 | 2023-05-31 01:00 | Scoping | SHET | Wind Onshore
Innogy Renewables UK Ltd | Goole Fields Wind farm | Camblesforth 66kV Substation | 32 | 0 | 32 |  | Built | NGET | Wind Onshore
SSE Generation Ltd | Gordonbush Wind Farm | Gordonbush | 0 | 38 | 38 | 2023-04-01 01:00 | Awaiting Consents | SHET | Wind Onshore
SSE Generation Ltd | Gordonbush Wind Farm | Gordonbush | 70 | 0 | 70 |  | Built | SHET | Wind Onshore
Uniper UK Limited | Grain | Grain 400kV Substation | 1517 | 0 | 1517 |  | Built | NGET | CCGT
INEOS Infrastructure (Grangemouth) Limited | Grangemouth | Grangemouth 275kV | 120 | 0 | 120 |  | Built | SPT | CHP
RWE Generation UK Plc | Great Yarmouth | Norwich Main 132kV Substation | 420 | 0 | 420 |  | Built | NGET | CCGT
Greater Gabbard Offshore Winds Ltd | Greater Gabbard Offshore Wind Farm | Gabbard 33/132kV Offshore Substation | 500 | 0 | 500 |  | Built | OFFSHORE | Wind Offshore
Viridis 178 Ltd | Green Frog @ Alcoa | swansea North | 0 | 40 | 40 | 2017-12-18 | Under Construction/Commissioning | NGET | OCGT
Viridis 178 Ltd | Green Frog @ Down Barn Farm | Lovedean 400/132kV Substation | 0 | 20 | 20 | 2018-12-13 | Under Construction/Commissioning | NGET | CCGT
Viridis 178 Ltd | Green Frog @ Goose House Lane | Rochdale 132kV Substation | 0 | 21 | 21 | 2018-11-04 | Under Construction/Commissioning | NGET | CCGT
Viridis 178 Ltd | Green Frog @ Letchworth | Wymondley GSP | 15 | 0 | 15 |  | Built | NGET | OCGT
Viridis 178 Ltd | Green Frog @ Moorfield Drive | Padiham 132kV Substation | 0 | 21 | 21 | 2018-11-04 | Under Construction/Commissioning | NGET | CCGT
Viridis 178 Ltd | Green Frog @ Rake Lane | Kearsley 132kV Substation | 0 | 21 | 21 | 2018-11-12 | Under Construction/Commissioning | NGET | CCGT
Viridis 178 Ltd | Green frog @ The Drove | Bridgwater | 6 | 0 | 6 |  | Built | NGET | OCGT
Viridis 178 Ltd | Green Frog at Lester Way | Cowley GSP | 12 | 0 | 12 |  | Built | NGET | OCGT
REG Greenburn Limited | Greenburn Mixed Technology | Greenburn Mixed Technology 132kV Substation | 0 | 90 | 90 | 2027-10-31 01:00 | Scoping | SPT | HYBRID
Greenwire Transmission South Wales Limited | Greenwire - Alverdiscott | Alverdiscott 400kV Substation | 0 | 1500 | 1500 | 2023-10-31 | Terminated | NGET | Wind Onshore
Greenwire Transmission Pentir Limited | Greenwire Wind Farm - Pentir | Pentir 400kV Substation | 0 | 1000 | 1000 | 2024-12-31 | Scoping | NGET | Wind Offshore
SSE Generation Ltd | Griffin Wind Farm | Errochty / Burghmuir | 188.6 | 0 | 188.6 |  | Built | SHET | Wind Onshore
Gunfleet Sands II Ltd | Gunfleet Sands II Offshore Wind Farm |  | 64 | 0 | 64 |  | Built | OFFSHORE | Wind Offshore
Gunfleet Sands Ltd | Gunfleet Sands Offshore Wind Farm |  | 99.9 | 0 | 99.9 |  | Built | OFFSHORE | Wind Offshore
Gwynt Y Mor Offshore Wind Farm Ltd | Gwynt Y Mor Offshore Wind Farm | Gwynt y Mor 132/33kV Offshore Substation | 574 | 0 | 574 |  | Built | OFFSHORE | Wind Offshore
SSE Generation Ltd | Hadyard Hill | Maybole | 99.9 | 0 | 99.9 |  | Built | SPT | Wind Onshore
Hagshaw Hill Repowering Limited | Hagshaw Hill Phase 1 | Coalburn | 0 | 30 | 30 | 2024-05-30 | Scoping | SPT | Wind Onshore
Hagshaw Hill Repowering Limited | Hagshaw Hill Phase 2 | Coalburn | 0 | 54 | 54 | 2024-05-30 01:00 | Scoping | SPT | Wind Onshore
ScottishPower Renewables (UK) Limited | Halsary Wind Farm | Mybster 132/33kV Substation | 0 | 28.5 | 28.5 | 2020-10-31 | Consents Approved | SHET | Wind Onshore
LDV Harburnhead Ltd | Harburnhead Wind Farm | Livingston East | 51.7 | 0 | 51.7 |  | Built | SPT | Wind Onshore
ScottishPower Renewables (UK) Limited | Harehill Wind Farm Extension | Coylton | 29.75 | 0 | 29.75 |  | Built | SPT | Wind Onshore
ScottishPower Renewables (UK) Limited | Harestanes | Harestanes | 125 | 0 | 125 |  | Built | SPT | Wind Onshore
Pivoted Power LLP | Harker |  | 0 | 49.9 | 49.9 | 2019-10-31 | Consents Approved | NGET | Battery Storage
Innogy Renewables UK Ltd | Harryburn Wind Farm | Elvanfoot 275/132/33kV | 0 | 68 | 68 | 2022-10-30 01:00 | Scoping | SPT | Wind Onshore
Banks Renewables (Harting Rig Wind Farm) Limited | Harting Rig Wind Farm | Harting Rig 132/33kv | 0 | 61.2 | 61.2 | 2023-10-30 | Consents Approved | SPT | Wind Onshore
EDF Energy Nuclear Generation Ltd | Hartlepool | Hartlepool 275kV Substation | 1207 | 0 | 1207 |  | Built | NGET | Nuclear
Hesta Head Wind Farm Limited | Hesta Head Wind Farm | Hesta Head 132/33kV Substation | 0 | 20.4 | 20.4 | 2023-04-30 01:00 | Awaiting Consents | SHET | Wind Onshore
EDF Energy Nuclear Generation Ltd | Heysham Power Station | Heysham | 2400 | -12 | 2388 | 2020-04-01 | Built | NGET | Nuclear
Muirden Energy LLP | Hill of Glaschyle | Berryburn 275/33kV Substation | 27.6 | 0 | 27.6 |  | Built | SHET | Wind Onshore
Renewable Energy Systems Limited | Hill of Towie 2 Wind Farm | Hill of Towie 2 | 0 | 36 | 36 | 2023-08-30 | Scoping | SHET | Wind Onshore
Hill of Towie Limited | Hill of Towie/Drummuir |  | 48.3 | 0 | 48.3 |  | Built | SHET | Wind Onshore
EDF Energy Nuclear Generation Ltd | Hinkley Point B | Hinkley Point 400kV Substation | 1061 | 0 | 1061 |  | Built | NGET | Nuclear
EDF Energy Nuclear Generation Ltd | Hinkley Point C | Hinkley 400kV Substation | 0 | 1670 | 1670 | 2024-12-06 | Consents Approved | NGET | Nuclear
EDF Energy Nuclear Generation Ltd | Hinkley Point C | Hinkley 400kV Substation | 0 | 1670 | 1670 | 2025-12-06 | Consents Approved | NGET | Nuclear
Hirwaun Power Ltd | Hirwaun Power Station | Rhigos | 0 | 299 | 299 | 2020-07-10 01:00 | Consents Approved | NGET | OCGT
Orthios Power (Anglesey) Ltd | Holyhead | Penhros | 0 | 150 | 150 | 2021-10-31 01:00 | Consents Approved | NGET | Biomass
Orthios Power (Anglesey) Ltd | Holyhead | Penhros | 0 | 60 | 60 | 2023-04-01 01:00 | Consents Approved | NGET | Biomass
Hopsrig Wind Farm Limited | Hopsrig Wind Farm | Hopsrig Wind Farm 132/33kV Substation | 0 | 48 | 48 | 2022-10-31 | Consents Approved | SPT | Wind Onshore
Hornsea 1 Limited | Hornsea Power Station 1A | Hornsea Platform 1A Offshore Substation | 0 | 400 | 400 | 2019-06-01 01:00 | Consents Approved | NGET | Wind Offshore
Hornsea 1 Limited | Hornsea Power Station 1B | Hornsea Platform 1B Offshore Substation | 400 | 0 | 400 |  | Built | NGET | Wind Offshore
Hornsea 1 Limited | Hornsea Power Station 1C | Hornsea Platform 1C Offshore Substation | 0 | 400 | 400 | 2019-04-01 01:00 | Consents Approved | NGET | Wind Offshore
Breesea Limited | Hornsea Power Station 2A | Hornsea Platform 2A Offshore Substation | 0 | 440 | 440 | 2020-10-01 01:00 | Consents Approved | NGET | Wind Offshore
Soundmark Wind Limited | Hornsea Power Station 2B | Hornsea Platform 2B Offshore Substation | 0 | 440 | 440 | 2021-04-01 01:00 | Consents Approved | NGET | Wind Offshore
Sonningmay Wind Limited | Hornsea Power Station 2C | Hornsea Power Station 2C Offshore platform | 0 | 440 | 440 | 2021-10-01 01:00 | Consents Approved | NGET | Wind Offshore
Orsted Hornsea Project Three Uk Ltd | Hornsea Power Station 3A-1 (formerly 3A) | Hornsea Platform 3A Offshore Substation | 0 | 500 | 500 | 2023-04-01 01:00 | Scoping | NGET | Wind Offshore
Orsted Hornsea Project Three Uk Ltd | Hornsea Power Station 3A-2 (formerly 3B) | Hornsea Platform 3B Offshore Substation | 0 | 500 | 500 | 2023-10-01 01:00 | Scoping | NGET | Wind Offshore
Orsted Hornsea Project Four Limited | Hornsea Power Station 4 | Hornsea Offshore Substation Platform 4 | 0 | 1200 | 1200 | 2026-09-30 | Awaiting Consents | NGET | Wind Offshore
Orsted Hornsea Project Three Uk Ltd | Hornsea Power Station Project 3B-1 (formerly 3C) | Hornsea Platform 3C Offshore Substation | 0 | 500 | 500 | 2024-04-01 01:00 | Scoping | NGET | Wind Offshore
Orsted Hornsea Project Three Uk Ltd | Hornsea Power Station Project 3B-2 (formerly 3D) | Hornsea Platform 3D Offshore Substation | 0 | 500 | 500 | 2024-10-01 01:00 | Scoping | NGET | Wind Offshore
E.ON Climate & Renewables UK Humber Wind Ltd | Humber Gateway Offshore Wind Farm | Humber Gateway 33/132kV Offshore Substation | 220 | 0 | 220 |  | Built | OFFSHORE | Wind Offshore
EDF Energy Nuclear Generation Ltd | Hunterston | Hunterston 400kV Substation | 1000 | 0 | 1000 |  | Built | SPT | Nuclear
District Energy Ltd. | Huntworth | Taunton | 10 | 0 | 10 |  | Built | NGET | CCGT
Pivoted Power LLP | Hutton | Hutton | 0 | 49.9 | 49.9 | 2023-10-31 | Awaiting Consents | NGET | Battery Storage
Hywind (Scotland) Ltd | Hywind Wind Farm | Peterhead Grange | 30 | 0 | 30 |  | Built | SHET | Wind Onshore
VPI Immingham LLP | Immingham | Humber Refinery 400kV Substation | 0 | 50 | 50 | 2019-09-01 01:00 | Under Construction/Commissioning | NGET | CHP
VPI Immingham LLP | Immingham | Humber Refinery 400kV Substation | 1218 | 0 | 1218 |  | Built | NGET | CHP
Inch Cape Offshore Ltd | Inch Cape Offshore Wind Farm Platform 1 | Cockenzie 275kV | 0 | 130 | 130 | 2023-04-01 01:00 | Consents Approved | SPT | Wind Offshore
Inch Cape Offshore Ltd | Inch Cape Offshore Wind Farm Platform 1 | Cockenzie 275kV | 0 | 200 | 200 | 2023-10-31 | Consents Approved | SPT | Wind Offshore
Inch Cape Offshore Ltd | Inch Cape Offshore Wind Farm Platform 2 | Cockenzie 275kV | 0 | 370 | 370 | 2023-04-01 01:00 | Consents Approved | SPT | Wind Offshore
National Reserve Limited | Indian Queens |  | 0 | 49.9 | 49.9 | 2023-10-30 | Scoping | NGET | Battery Storage
AES Indian Queens Power Ltd | Indian Queens | Indian Queens 400kV Substation | 140 | 0 | 140 |  | Built | NGET | OCGT
Pivoted Power LLP | Indian Queens | Indian Queens 400kV | 0 | 49.9 | 49.9 | 2023-10-31 | Awaiting Consents | NGET | Battery Storage
SSE Generation Ltd | Invergarry (part of the Garry Cascade) | Invergarry | 20 | 0 | 20 |  | Built | SHET | Hydro
Pivoted Power LLP | Iver | Iver 275kV Substation | 0 | 49.9 | 49.9 | 2023-10-31 | Scoping | NGET | Battery Storage
J G Pears Grid Connection Ltd | J G Pears | High Marnham | 13 | 0 | 13 |  | Built | NGET | CHP
J G Pears Grid Connection Ltd | J G Pears | High Marnham | 0 | 17 | 17 | 2019-09-06 01:00 | Under Construction/Commissioning | NGET | CHP
Harmony JF Limited | Jamesfield Farm Battery Storage | Abernethy 132/33kV Substation | 0 | 30 | 30 | 2022-10-31 | Scoping | SHET | Battery Storage
Harmony JF Limited | Jamesfield Farm Phase 2 Battery Storage | Abernethy 132/33kV Substation | 0 | 19 | 19 | 2022-10-31 | Scoping | SHET | Battery Storage
Keadby Generation Ltd | Keadby | Keadby | 755 | 0 | 755 |  | Built | NGET | CCGT
Keadby Generation Ltd | Keadby II | Keadby | 0 | 893 | 893 | 2020-12-30 | Consents Approved | NGET | CCGT
Pivoted Power LLP | Kearsley |  | 0 | 49.9 | 49.9 | 2022-10-31 | Awaiting Consents | NGET | Battery Storage
Renewable Energy Systems Limited | Keirs Hill Wind Farm | Coylton GSP | 0 | 40 | 40 | 2024-04-01 01:00 | Awaiting Consents | SPT | Wind Onshore
Diamond Wind Limited | Keith Hill Wind Farm | Keith Hill 33kV Substation | 4.5 | 0 | 4.5 |  | Built | SPT | Wind Onshore
Grovehurst Energy | Kemsley | Kemsley | 35.8 | 0 | 35.8 |  | Built | NGET | CHP
Pivoted Power LLP | Kemsley |  | 0 | 49.9 | 49.9 | 2020-10-31 | Awaiting Consents | NGET | Battery Storage
Brookfield Renewable UK Ltd | Kennoxhead Wind Farm | Kennoxhead | 0 | 112 | 112 | 2023-10-31 | Awaiting Consents | SPT | Wind Onshore
Brookfield Renewable UK Ltd | Kennoxhead Wind Farm Extension | Middlemuir | 0 | 60 | 60 | 2021-10-31 01:00 | Awaiting Consents | SPT | Wind Onshore
Sunnica Limited | Kestrel Meadow BCA | Burwell GSP | 0 | 500 | 500 | 2025-04-01 01:00 | Awaiting Consents | NGET | Battery Storage
Kilbraur Wind Energy Ltd | Kilbraur Wind Farm | Kilbraur Wind Farm | 67 | 0 | 67 |  | Built | SHET | Wind Onshore
ScottishPower Renewables (UK) Limited | Kilgallioch | Kilgallioch 132/33kV Substation | 228 | 0 | 228 |  | Built | SPT | Wind Onshore
ScottishPower Renewables (UK) Limited | Kilgallioch | Kilgallioch 132/33kV Substation | 0 | 46 | 46 | 2022-10-31 | Consents Approved | SPT | Wind Onshore
Uniper UK Limited | Killingholme | Killingholme 400kV Substation | 600 | 0 | 600 |  | Built | NGET | CCGT
Centrica Generation Ltd | Killingholme 2 | Killingholme | 0 | 0 | 0 |  | Built | NGET | CCGT
SSE Generation Ltd | Kilmorack (part of the Beauly Cascade) | Kilmorack | 20 | 0 | 20 |  | Built | SHET | Hydro
Kincardine Offshore Wind Limited | Kincardine Offshore Wind Farm | Redmoss 132/33kV Grid Supply Point Substation | 49.6 | 0 | 49.6 |  | Built | SHET | Wind Offshore
Centrica KL Ltd | Kings Lynn A | Walpole 132KV Substation | 99 | 0 | 99 |  | Built | NGET | CCGT
Centrica KL Ltd | Kings Lynn A | Walpole 132KV Substation | 281 | 0 | 281 |  | Built | NGET | CCGT
EP UK Power Developments Limited | Kings Lynn B | Kings Lynn B 400kV Substation | 0 | 1700 | 1700 | 2023-09-30 01:00 | Consents Approved | NGET | CCGT
Kirk Hill Wind Farm Limited | Kirk Hill | Maybole | 0 | 20 | 20 | 2022-10-31 | Awaiting Consents | SPT | Wind Onshore
Pivoted Power LLP | Kirkby |  | 0 | 49.9 | 49.9 | 2021-10-31 01:00 | Scoping | NGET | Battery Storage
REG Knockodhar Limited | Knockodhar Wind Farm | Markhill Substation | 0 | 120 | 120 | 2026-10-30 | Scoping | SPT | Wind Onshore
Banks Renewables Limited | Kype Muir | Coalburn 132/33kV | 88.4 | 0 | 88.4 |  | Built | SPT | Wind Onshore
Pivoted Power LLP | Laleham |  | 0 | 49.9 | 49.9 | 2022-10-31 | Scoping | NGET | Battery Storage
Pivoted Power LLP | Landulph | Landulph 400kV Substation | 0 | 49.9 | 49.9 | 2022-10-31 | Scoping | NGET | Battery Storage
Centrica Langage Ltd | Langage | Langage 400kV Substation | 905 | 0 | 905 |  | Built | NGET | CCGT
Infinergy Ltd | Limekilns | Limekilns 132/33kV substation | 0 | 90 | 90 | 2020-10-31 | Scoping | SHET | Wind Onshore
Lincs Wind Farm Ltd | Lincs Offshore Wind Farm | Lincs 33/132kV Offshore Substation | 256 | 0 | 256 |  | Built | OFFSHORE | Wind Offshore
RWE Generation UK Plc | Little Barford | Eaton Socon 400kV Substation | 740 | 0 | 740 |  | Built | NGET | CCGT
Daisy No 2 Limited | Little Raith | Glenniston 132kV Substation | 0 | 50 | 50 | 2020-06-30 01:00 | Consents Approved | SPT | Battery Storage
SSE Generation Ltd | Livishie (part of the Moriston Cascade) | Glenmoriston | 18 | 0 | 18 |  | Built | SHET | Hydro
Greenfields (T) Limited | Llanwern Phase 1 | Whitston 275/33kV Substation | 0 | 49.9 | 49.9 | 2019-10-31 | Consents Approved | NGET | PV Array
Greenfields (Q) Limited | Llanwern Phase 2 | Whitson Substation | 0 | 190 | 190 | 2023-09-30 | Awaiting Consents | NGET | HYBRID
Bluebell Wind Farm Limited | Loch Luichart Extension II | Loch Luichart Extension II Substation | 0 | 36 | 36 | 2023-10-31 | Scoping | SHET | Wind Onshore
SSE Generation Ltd | Lochay (Part of Killin Cascade Hydro Scheme) | Lochay | 47 | 0 | 47 |  | Built | SHET | Hydro
Turbine Marketing SPV Limited T/A Turbine Solar Energy | Lochgoin Solar Farm | Whitelee Extension 275kV Substation | 0 | 89 | 89 | 2023-08-25 | Awaiting Consents | SPT | PV Array
LZN Ltd | Lochluichart | Corriemoillie 132kV Substation | 69 | 0 | 69 |  | Built | SHET | Wind Onshore
Loganhead Wind Farm Limited | Loganhead Windfarm | EWE HILL WF 33/132KV COLLECTOR SUBSTATION | 0 | 36 | 36 | 2023-10-31 | Awaiting Consents | SPT | Wind Onshore
London Array Ltd | London Array Offshore Wind Farm | London Array 33/150kV Offshore Substations | 630 | 0 | 630 |  | Built | OFFSHORE | Wind Offshore
E.ON Climate & Renewables UK Developments Limited | Lorg Wind Farm | Lorg Wind Farm Substation | 0 | 49.5 | 49.5 | 2023-04-30 01:00 | Scoping | SPT | Wind Onshore
Pivoted Power LLP | Lovedean |  | 0 | 49.9 | 49.9 | 2022-10-31 | Awaiting Consents | NGET | Battery Storage
SSE Generation Ltd | Lubreoch Hydro (Part of Killin Cascade Hydro Scheme) | Killin | 4 | 0 | 4 |  | Built | SHET | Hydro
SSE Generation Ltd | Luichart (part of the Conon Cascade) | Luichart | 34 | 0 | 34 |  | Built | SHET | Hydro
Lynemouth Power Limited | Lynemouth Power Station | Blyth | 396 | 0 | 396 |  | Built | NGET | Biomass
BP (CHP) Ltd | Lynes Common | Fawley 400kV Substation | 49.9 | 0 | 49.9 |  | Built | NGET | OCGT
Nuclear Decommissioning Authority | Maentwrog |  | 30 | 0 | 30 |  | Built | NGET | Hydro
Pivoted Power LLP | Mannington | Mannington | 0 | 49.9 | 49.9 | 2024-04-30 01:00 | Awaiting Consents | NGET | Battery Storage
Marchwood Power Ltd | Marchwood | Marchwood 400kV Substation | 920 | 0 | 920 |  | Built | NGET | CCGT
ScottishPower Renewables (UK) Limited | Mark Hill Wind Farm | Mark Hill | 53 | 0 | 53 |  | Built | SPT | Wind Onshore
RWE Npower Renewables (Markinch Ltd) | Markinch (Rothes) Biomass CHP Plant | Glenrothes | 55 | 0 | 55 |  | Built | SPT | Biomass
Medway Power Ltd | Medway Power Station | Grain | 735 | 0 | 735 |  | Built | NGET | CCGT
Brookfield Renewable UK Ltd | Meikle Hill Wind Farm | Elgin 275/132kV Substation | 0 | 23 | 23 | 2020-10-31 | Consents Approved | SHET | Wind Onshore
MeyGen Ltd | MeyGen Tidal | Gills Bay | 0 | 15 | 15 | 2021-08-31 01:00 | Consents Approved | SHET | Tidal
MeyGen Ltd | MeyGen Tidal | Gills Bay | 0 | 56 | 56 | 2022-10-31 | Consents Approved | SHET | Tidal
MeyGen Ltd | MeyGen Tidal | Gills Bay | 0 | 83 | 83 | 2023-10-31 | Awaiting Consents | SHET | Tidal
MeyGen Ltd | MeyGen Tidal | Gills Bay | 0 | 83 | 83 | 2024-10-31 | Awaiting Consents | SHET | Tidal
Banks Renewables Limited | Middle Muir Wind Farm | Middle Muir 132/33kV | 51 | 0 | 51 |  | Built | SPT | Wind Onshore
Egnedol Pembroke Eco-Power Ltd | Milford Haven | Pembroke 400kV Substation | 0 | 350 | 350 | 2022-10-31 | Awaiting Consents | NGET | Biomass
Millbrook Power Limited | Millbrook Power | Millbrook 400kV | 0 | 299 | 299 | 2022-07-15 01:00 | Scoping | NGET | OCGT
Falck Renewables Wind Ltd | Millennium South | Millennium South 132/33kV Substation | 0 | 25 | 25 | 2021-10-31 01:00 | Consents Approved | SHET | Wind Onshore
Millennium Wind Energy Ltd | Millennium Wind | Millennium | 65 | 0 | 65 |  | Built | SHET | Wind Onshore
Minnygap Energy Limited | Minnygap | Moffat132/33Kv | 25 | 0 | 25 |  | Built | SPT | Wind Onshore
Minsca Wind Farm (Scotland) Ltd | Minsca | Chapelcross | 37.5 | 0 | 37.5 |  | Built | SPT | Wind Onshore
E.ON Climate & Renewables UK Developments Limited | Monquhill Wind Farm | Monquhill Wind Farm 33kV Substation | 0 | 10 | 10 | 2023-10-31 | Awaiting Consents | SPT | Wind Onshore
Moray Offshore Windfarm (East) Ltd | Moray Firth Offshore Wind Farm | Moray Firth 220/33kV Platform 1 & 2 Offshore Substation | 0 | 80 | 80 | 2021-01-01 | Consents Approved | SHET | Wind Offshore
Moray Offshore Windfarm (East) Ltd | Moray Firth Offshore Wind Farm | Moray Firth 220/33kV Platform 1 & 2 Offshore Substation | 0 | 520 | 520 | 2021-04-01 01:00 | Consents Approved | SHET | Wind Offshore
Moray Offshore Windfarm (East) Ltd | Moray Firth Offshore Wind Farm | Moray Firth 220/33kV Platform 1 & 2 Offshore Substation | 0 | 300 | 300 | 2021-04-01 01:00 | Consents Approved | SHET | Wind Offshore
Moray Offshore Windfarm (West) Limited | Moray Offshore West Windfarm | Moray Firth 220/33kV Platform 1 & 2 Offshore Substation | 0 | 400 | 400 | 2024-03-31 | Scoping | SHET | Wind Offshore
Moray Offshore Windfarm (West) Limited | Moray Offshore West Windfarm | Moray Firth 220/33kV Platform 1 & 2 Offshore Substation | 0 | 400 | 400 | 2024-04-01 01:00 | Scoping | SHET | Wind Offshore
Menter Mon Cyf | Morlais | Wylfa | 0 | 0 | 0 | 2019-10-31 | Terminated | NGET | Tidal
Menter Mon Cyf | Morlais | Wylfa | 0 | 0 | 0 | 2024-10-31 | Terminated | NGET | Tidal
SSE Generation Ltd | Mossford (part of the Conon Cascade) | Mossford | 18.7 | 0 | 18.7 |  | Built | SHET | Hydro
Peel (No 1) Wind Farms Limited | Mossy Hill Wind Farm | Mossy Hill 132/33kV Substation | 0 | 49.9 | 49.9 | 2024-04-01 01:00 | Scoping | SHET | Wind Onshore
Carbon Free Moy Ltd | Moy Wind Farm | Inverness 132/33kV GSP | 60 | 0 | 60 |  | Built | SHET | Wind Onshore
Uisenis Power Limited | Muaitheabhal Wind Farm | Muaitheabhal 132/33kV Substation | 0 | 150 | 150 | 2023-10-31 | Consents Approved | SHET | Wind Onshore
SSE Generation Ltd | Nant | Nant | 15 | 0 | 15 |  | Built | SHET | Hydro
Neart Na Gaoithe Offshore Wind Ltd | Neart Na Gaoithe Offshore Wind Farm |  | 0 | 450 | 450 | 2021-02-26 | Consents Approved | SPT | Wind Offshore
Clearstone Services Limited | North Hyde | CST Seven (North Hyde) | 0 | 49.5 | 49.5 | 2021-10-31 01:00 | Scoping | NGET | CCGT
North Kyle Wind Farm Limited | North Kyle New Cumnock | New Cumnock | 0 | 212 | 212 | 2024-04-30 | Awaiting Consents | SPT | Wind Onshore
NLEI Limited | North Lowther Energy Initiative | NLEI Substation | 0 | 151.2 | 151.2 | 2024-10-31 | Scoping | SPT | Wind Onshore
Pivoted Power LLP | Norwich | Norwich 400kV Substation | 0 | 49.9 | 49.9 | 2020-10-31 | Consents Approved | NGET | Battery Storage
Clearstone Services Limited | Norwich | Norwich 400kV Substation | 0 | 49.5 | 49.5 | 2021-10-31 01:00 | Consents Approved | NGET | CCGT
Nursling Energy Two Limited | Nursling |  | 0 | 49.9 | 49.9 | 2019-10-31 | Consents Approved | NGET | Battery Storage
Nuclear Decommissioning Authority | Oldbury | Oldbury-on-Severn 400kV Substation | 0 | 0 | 0 |  | Built | NGET | Nuclear
Pivoted Power LLP | Oldbury |  | 0 | 49.9 | 49.9 | 2021-10-31 01:00 | Awaiting Consents | NGET | Battery Storage
Horizon Nuclear Power Oldbury Ltd | Oldbury C | Oldbury-on-Severn 400kV Substation | 0 | 0 | 0 | 2029-04-01 01:00 | Terminated | NGET | Nuclear
Ormonde Energy Ltd | Ormonde Offshore Wind Farm | Ormonde 33/132kV Offshore Substation | 150 | 0 | 150 |  | Built | OFFSHORE | Wind Offshore
SSE Generation Ltd | Orrin (part of the Conon Cascade) | Orrin | 18 | 0 | 18 |  | Built | SHET | Hydro
Orsted ESS Mersey Limited | Orsted CRS |  | 0 | 20 | 20 | 2018-11-05 | Under Construction/Commissioning | NGET | Battery Storage
Peak Gen Power 2 Limited | Peak Gen BEGA | Walpole | 20.5 | 0 | 20.5 |  | Built | NGET | Oil & AGT
RWE Generation UK Plc | Pembroke Power Station | Pembroke 400kV Substation | 2199 | 0 | 2199 |  | Built | NGET | CCGT
Pen Y Cymoedd Wind Farm Ltd | Pen Y Cymoedd Wind Farm | Rhigos 400kV | 228 | 0 | 228 |  | Built | NGET | Wind Onshore
Pencloe Wind Energy Ltd | Pencloe Windfarm | Pencloe 132/33kV | 0 | 63 | 63 | 2020-09-30 01:00 | Consents Approved | SPT | Wind Onshore
Pencloe Wind Energy Ltd | Pencloe Windfarm | Pencloe 132/33kV | 0 | 33 | 33 | 2022-08-30 01:00 | Awaiting Consents | SPT | Wind Onshore
Centrica PB Ltd | Peterborough | Walpole 132KV Substation | 245 | 0 | 245 |  | Built | NGET | CCGT
SSE Generation Ltd | Peterhead | Peterhead | 1180 | 0 | 1180 |  | Built | SHET | CCGT
SSE Generation Ltd | Pitlochry (part of the Clunie Cascade) | Pitlochry | 15 | 0 | 15 |  | Built | SHET | Hydro
Viridis 178 Ltd | Plymouth Main | Landulph | 0 | 25.52 | 25.52 |  | Under Construction/Commissioning | NGET | CHP
Viridis 178 Ltd | Plymouth Rock | Landulph | 0 | 15.08 | 15.08 |  | Under Construction/Commissioning | NGET | CHP
Pogbie Wind Farm Limited | Pogbie Wind Farm | Pogbie 33kV Substation | 9.6 | 0 | 9.6 |  | Built | SPT | Wind Onshore
Powersite Ltd | Powersite @ Drakelow | Drakelow | 0 | 380 | 380 | 2020-10-01 01:00 | Under Construction/Commissioning | NGET | CCGT
Progress Power Ltd | Progress Power Station | Yaxley 400kV Substation | 0 | 299 | 299 | 2021-08-01 01:00 | Consents Approved | NGET | OCGT
SSE Generation Ltd | Quoich (part of the Garry Cascade) | Quoich | 18 | 0 | 18 |  | Built | SHET | Hydro
DONG Energy RB (UK) Limited | Race Bank Wind Farm | Race Bank 132/33kV Substation | 565 | 0 | 565 |  | Built | NGET | Wind Offshore
RAMPION OFFSHORE WIND LIMITED | Rampion Offshore Wind Farm | Rampion 33/132kV Offshore Substation | 400 | 0 | 400 |  | Built | NGET | Wind Offshore
Uniper UK Limited | Ratcliffe on Soar | Ratcliffe 400kV Substation | 2021 | 0 | 2021 |  | Built | NGET | Coal
Cinergy Global Power (UK) Ltd | Redditch | Feckenham | 29 | 0 | 29 |  | Built | NGET | CCGT
Viridis 178 Ltd | Redfield Road A | Ratcliffe GSP | 20.88 | 0 | 20.88 |  | Built | NGET | CHP
Viridis 178 Ltd | Redfield Road B | Ratcliffe GSP | 0 | 20.88 | 20.88 | 2016-09-05 01:00 | Under Construction/Commissioning | NGET | Thermal
E.ON UK Renewables UK Robin Rigg East Ltd | Robin Rigg East Offshore Wind Farm | Robin Rigg East 132/33kV Offshore Substation | 86 | 0 | 86 |  | Built | OFFSHORE | Wind Offshore
E.ON UK Renewables UK Robin Rigg West Ltd | Robin Rigg West Offshore Wind Farm | Robin Rigg West 132/33kV Offshore Substation | 92 | 0 | 92 |  | Built | OFFSHORE | Wind Offshore
Pivoted Power LLP | Rochdale |  | 0 | 49.9 | 49.9 | 2023-10-31 | Awaiting Consents | NGET | Battery Storage
Rocksavage Power Company Ltd | Rocksavage | Rocksavage | 810 | 0 | 810 |  | Built | NGET | CCGT
Centrica Brigg Ltd | Roosecote | Roosecote 132kV | 49 | 0 | 49 |  | Built | NGET | Battery Storage
Drax Generation Enterprise Limited | Rye House | Rye House | 715 | 0 | 715 |  | Built | NGET | CCGT
WKN Sallachy Ltd | Sallachy Wind Farm | Sallachy 132kV Substation | 0 | 50 | 50 | 2023-04-30 01:00 | Awaiting Consents | SHET | Wind Onshore
Saltend Cogeneration Company Ltd | Saltend | Saltend South 400kV Substation | 1100 | 0 | 1100 |  | Built | NGET | CCGT
Sandy Knowe Wind Farm Ltd | Sandy Knowe Wind Farm | Sandy Knowe Wind Farm 132/33kV Substation | 0 | 39 | 39 | 2023-10-30 | Consents Approved | SPT | Wind Onshore
Sandy Knowe Wind Farm Ltd | Sandy Knowe Wind Farm | Sandy Knowe Wind Farm 132/33kV Substation | 0 | 51 | 51 | 2021-10-30 01:00 | Consents Approved | SPT | Wind Onshore
Sanquhar II Community Wind Company Limited | Sanquhar II Wind Farm | Sanquhar II 132/33kV | 0 | 200 | 200 | 2023-10-31 | Scoping | SPT | Wind Onshore
Sanquhar Community Wind Company Limited | Sanquhar Wind Farm | Ulzieside 132/33kV | 32.4 | -2.4 | 30 | 2020-05-01 | Built | SPT | Wind Onshore
Community Windpower Ltd | Scoop Hill Wind Farm | Scoop Hill Wind Farm 132kV Substation | 0 | 500 | 500 | 2023-12-31 | Scoping | SPT | Wind Onshore
Seabank Power Ltd | Seabank | Seabank 400kV Substation | 1234 | 0 | 1234 |  | Built | NGET | CCGT
Pivoted Power LLP | Seabank |  | 0 | 49.9 | 49.9 | 2021-10-31 01:00 | Awaiting Consents | NGET | Battery Storage
Seabank Power Ltd | Seabank 3 | Seabank 400kV Substation | 0 | 1200 | 1200 | 2025-04-01 01:00 | Scoping | NGET | CCGT
Nuclear Decommissioning Authority | Sellafield | Hutton 132kV Substation | 155 | 0 | 155 |  | Built | NGET | CHP
Pivoted Power LLP | Sellindge |  | 0 | 49.9 | 49.9 | 2021-10-31 01:00 | Awaiting Consents | NGET | Battery Storage
Severn Power Ltd | Severn Power | Uskmouth 275kV Substation | 850 | 0 | 850 |  | Built | NGET | CCGT
District Energy Ltd. | Sevington | Sellindge 132kV Substation | 10 | 0 | 10 |  | Built | NGET | CCGT
Scira Offshore Energy Ltd | Sheringham Shoal Offshore Wind Farm | Sheringham Shoal 33/132kV Offshore Substations | 315 | 0 | 315 |  | Built | OFFSHORE | Wind Offshore
Drax Generation Enterprise Limited | Shoreham | Bolney | 420 | 0 | 420 |  | Built | NGET | CCGT
EDF Energy Nuclear Generation Ltd | Sizewell B | Sizewell 132kV Substation | 1223 | 7 | 1230 | 2021-01-01 | Built | NGET | Nuclear
EDF Energy Nuclear Generation Ltd | Sizewell C | Sizewell North 400kV Substation | 0 | 1670 | 1670 | 2029-10-31 | Scoping | NGET | Nuclear
EDF Energy Nuclear Generation Ltd | Sizewell C | Sizewell North 400kV Substation | 0 | 1670 | 1670 | 2030-10-31 | Scoping | NGET | Nuclear
SSE Generation Ltd | Sloy G1 and G4 | Sloy | 72.5 | 0 | 72.5 |  | Built | SHET | Hydro
SSE Generation Ltd | Sloy G2 and G3 | Sloy | 80 | 0 | 80 |  | Built | SHET | Hydro
Sneddon Law Community Wind Company Limited | Sneddon Law Wind | Kilmarnock Town 275/33kV | 0 | 30 | 30 | 2018-10-31 | Under Construction/Commissioning | SPT | Wind Onshore
Sofia Offshore Wind Farm Limited | Sofia Offshore Wind Farm | Dogger Bank 220/33kV Offshore Substations | 0 | 600 | 600 | 2023-04-01 01:00 | Awaiting Consents | NGET | Wind Offshore
Sofia Offshore Wind Farm Limited | Sofia Offshore Wind Farm | Dogger Bank 220/33kV Offshore Substations | 0 | 600 | 600 | 2024-04-01 01:00 | Awaiting Consents | NGET | Wind Offshore
District Energy Ltd. | Solutia | Uskmouth | 10 | 0 | 10 |  | Built | NGET | CCGT
Solwaybank Energy Limited | Solwaybank | Chapelcross 132/33Kv Substation | 0 | 29.9 | 29.9 | 2019-03-31 | Consents Approved | SPT | Wind Onshore
Islay Tidal Power Limited | Sound of Islay Tidal | Port Ann GSP | 0 | 10 | 10 | 2021-11-30 | Consents Approved | SHET | Tidal
EP SHB Limited | South Humber Bank | South Humber Bank | 540 | 0 | 540 |  | Built | NGET | CCGT
EP SHB Limited | South Humber Bank | South Humber Bank | 825 | 0 | 825 |  | Built | NGET | CCGT
Vattenfall Wind Power Ltd | South Kyle | New Cummock 132/33kV | 0 | 165 | 165 | 2021-06-01 01:00 | Consents Approved | SPT | Wind Onshore
Vattenfall Wind Power Ltd | South Kyle | New Cummock 132/33kV | 0 | 70 | 70 | 2022-10-30 01:00 | Consents Approved | SPT | Wind Onshore
Spalding Energy Company Limited | Spalding | Spalding North 400kV Substation | 950 | 0 | 950 |  | Built | NGET | CCGT
Spalding Energy Expansion Limited | Spalding Energy Expansion | Spalding | 0 | 299.99 | 299.99 | 2018-08-31 | Consents Approved | NGET | HYBRID
Spalding Energy Expansion Limited | Spalding Energy Expansion | Spalding | 0 | 550.01 | 550.01 | 2021-09-30 | Consents Approved | NGET | HYBRID
Pivoted Power LLP | Spennymoor |  | 0 | 49.9 | 49.9 | 2023-10-31 | Awaiting Consents | NGET | Battery Storage
RWE Generation UK Plc | Staythorpe C | Staythorpe | 1752 | 0 | 1752 |  | Built | NGET | CCGT
Stornoway Wind Farm Limited | Stornoway Wind Farm | Stornoway 132/33kV Substation | 0 | 180 | 180 | 2023-10-31 | Consents Approved | SHET | Wind Onshore
EDF Energy Renewables Limited | Stranoch Wind Farm | Stranoch Wind 132/33KV | 0 | 102 | 102 | 2023-09-30 01:00 | Consents Approved | SPT | Wind Onshore
SSE Generation Ltd | Strathy North and South Wind | Strathy North and Strathy South 132/33kV Substation | 67.65 | 0 | 67.65 |  | Built | SHET | Wind Onshore
SSE Generation Ltd | Strathy North and South Wind | Strathy North and Strathy South 132/33kV Substation | 0 | 157.6 | 157.6 | 2023-04-01 | Consents Approved | SHET | Wind Onshore
E.ON Climate & Renewables UK Developments Limited | Strathy Wood | Strathy Wood | 0 | 54.4 | 54.4 | 2024-05-01 01:00 | Awaiting Consents | SHET | Wind Onshore
Stronelairg Wind Farm Limited | Stronelairg | Stronelairg 132/33kV Substation | 227.8 | 0 | 227.8 |  | Built | SHET | Wind Onshore
Viridis 178 Ltd | Sudmeadow |  | 0 | 41.76 | 41.76 | 2017-05-24 01:00 | Under Construction/Commissioning | NGET | Thermal
Pivoted Power LLP | Sundon | Sundon GSP | 0 | 49.9 | 49.9 | 2020-10-31 | Awaiting Consents | NGET | Battery Storage
Clearstone Services Limited | Sundon | Sundon 400kV Substation | 0 | 49.5 | 49.5 | 2022-10-31 | Scoping | NGET | CCGT
Sutton Bridge Power Generation | Sutton Bridge | Walpole | 850 | 0 | 850 |  | Built | NGET | CCGT
Tidal Lagoon (Swansea Bay) Plc | Swansea Bay | Baglan Bay 275kV Substation | 0 | 320 | 320 | 2023-06-01 | Consents Approved | NGET | Tidal
Pivoted Power LLP | Swansea North |  | 0 | 49.9 | 49.9 | 2026-10-31 | Awaiting Consents | NGET | Battery Storage
SSE Renewables Developments (UK) Ltd | Tangy III Wind Farm | Carradale | 0 | 39.1 | 39.1 | 2022-04-01 | Consents Approved | SHET | Wind Onshore
Coronation Power Limited | Tarland | Tarland | 0 | 20 | 20 | 2023-10-31 | Awaiting Consents | SHET | Battery Storage
Pivoted Power LLP | Taunton | Taunton | 0 | 49.9 | 49.9 | 2023-10-31 | Awaiting Consents | NGET | Battery Storage
Uniper UK Limited | Taylors Lane | Willesden | 144 | 0 | 144 |  | Built | NGET | CCGT
Sembcorp Utilities (UK) Ltd | Tees CCPP | Greystones | 0 | 850 | 850 | 2022-09-30 01:00 | Awaiting Consents | NGET | CCGT
Sembcorp Utilities (UK) Ltd | Tees CCPP | Greystones | 0 | 850 | 850 | 2024-09-30 01:00 | Awaiting Consents | NGET | CCGT
MGT Teesside Ltd | Tees Renewable Energy Plant | Lackenby | 0 | 285 | 285 | 2019-06-15 01:00 | Consents Approved | NGET | Biomass
Clearstone Services Limited | Templeborough | Templeborough | 0 | 49.5 | 49.5 | 2020-10-31 | Awaiting Consents | NGET | CCGT
Vattenfall Wind Power Ltd | Thanet Extension Offshore Wind Farm |  | 0 | 340 | 340 | 2023-04-30 | Scoping | OFFSHORE | Wind Offshore
Thanet Offshore Wind Ltd | Thanet Offshore Wind Farm | Thanet 33/132kV Offshore Substation | 300 | 0 | 300 |  | Built | OFFSHORE | Wind Offshore
Fibrothetford Ltd | Thetford | Bramford 400kV | 41 | 0 | 41 |  | Built | NGET | Biomass
Thurrock Power Limited | Thurrock | Tilbury 275kV Substation | 0 | 600 | 600 | 2020-12-21 | Scoping | NGET | OCGT
ESB Independent Generation Trading Ltd | Tilbury |  | 43 | 0 | 43 |  | Built | NGET | Biomass
SSE Toddleburn Ltd | Toddleburn Wind Farm | Toddleburn Wind Farm | 27.6 | 0 | 27.6 |  | Built | SPT | Wind Onshore
EDF Energy Nuclear Generation Ltd | Torness | Torness | 1250 | 0 | 1250 |  | Built | SPT | Nuclear
SSE Generation Ltd | Torr Achilty (part of the Conon Cascade) | Torr Achilty | 15 | 0 | 15 |  | Built | SHET | Hydro
Torrs Hill Windfarm Limited | Torrs Hill Wind Farm | Torrs Hill 33kV Substation | 0 | 28 | 28 | 2025-05-30 01:00 | Scoping | SPT | Wind Onshore
Viridis 178 Ltd | Trafalgar Park | Willington | 14 | 0 | 14 | 2016-09-05 01:00 | Under Construction/Commissioning | NGET | Thermal
Wainstones Energy Ltd | Trafford Power | Carrington 400kV | 0 | 2050 | 2050 | 2020-07-15 01:00 | Consents Approved | NGET | CCGT
Tralorg Wind Farm Limited | Tralorg Wind Farm | Tralorg 33KV | 0 | 20 | 20 | 2019-10-30 | Consents Approved | SPT | Wind Onshore
Triton Knoll Offshore Wind Farm Ltd | Triton Knoll Offshore Wind Farm | Triton Knoll Offshore Substation | 0 | 360 | 360 | 2020-06-01 | Under Construction/Commissioning | NGET | Wind Offshore
Triton Knoll Offshore Wind Farm Ltd | Triton Knoll Offshore Wind Farm | Triton Knoll Offshore Substation | 0 | 540 | 540 | 2021-04-01 | Under Construction/Commissioning | NGET | Wind Offshore
EDF Energy Renewables Limited | Troston Wind Farm | Troston Wind Farm 132kV Substation | 0 | 68 | 68 | 2025-10-30 | Awaiting Consents | SPT | Wind Onshore
Tullo Wind Farm Ltd | Tullo Wind Farm | Bridge of Dun | 17 | 0 | 17 |  | Built | SHET | Wind Onshore
Tullymurdoch Limited | Tullymurdoch Wind Farm | Coupar Angus | 17.5 | 0 | 17.5 |  | Built | SHET | Wind Onshore
Twentyshilling Limited | Twentyshilling Wind Farm | Glenglass | 0 | 37.8 | 37.8 | 2020-04-30 01:00 | Consents Approved | SPT | Wind Onshore
Twinshiels Wind Farm Ltd | Twinshiels (Tullo 2) Wind Farm | Fiddes GSP | 25 | 0 | 25 |  | Built | SHET | Wind Onshore
Uskmouth Power Company | Uskmouth | Uskmouth 132kV Substation | 230 | 0 | 230 |  | Built | NGET | Coal
Viking Energy Limited | Viking Wind Farm | Kergord | 0 | 457 | 457 | 2024-03-31 | Consents Approved | SHET | Wind Onshore
DONG Energy Walney Extension (UK) Ltd | Walney 3 Offshore Wind Farm | Walney 3 Offshore Substation | 330 | 0 | 330 |  | Built | NGET | Wind Offshore
DONG Energy Walney Extension (UK) Ltd | Walney 4 Offshore Wind Farm | Walney 4 Offshore Substation | 330 | 0 | 330 |  | Built | NGET | Wind Offshore
DONG Walney UK Ltd | Walney I Offshore Wind Farm |  | 182 | 0 | 182 |  | Built | OFFSHORE | Wind Offshore
Walney (UK) Offshore Windfarms Ltd | Walney II Offshore Wind Farm |  | 182 | 0 | 182 |  | Built | OFFSHORE | Wind Offshore
Pivoted Power LLP | Walpole |  | 0 | 49.9 | 49.9 | 2022-10-31 | Awaiting Consents | NGET | Battery Storage
Clearstone Services Limited | Warley | Warley 400kV Substation | 0 | 49.5 | 49.5 | 2022-10-31 | Scoping | NGET | CCGT
Viridis 178 Ltd | Water Lane | Exeter GSP | 20.88 | 0 | 20.88 |  | Built | NGET | CHP
EDF Energy (Thermal Generation) Limited | West Burton A | West Burton 400kV Substation | 1987 | -12 | 1975 | 2020-04-01 | Built | NGET | Coal
EDF Energy (Thermal Generation) Limited | West Burton B | West Burton 400kV Substation | 1333 | 0 | 1333 |  | Built | NGET | CCGT
West Burton Limited (EDF) | West Burton Energy Storage | West Burton 400kV Substation | 0 | 0 | 0 |  | Under Construction/Commissioning | NGET | Battery Storage
Morecambe Wind Ltd | West of Duddon Sands Offshore Wind Farm | West of Duddon Sands 34/155kV Offshore Substation | 382 | 0 | 382 |  | Built | OFFSHORE | Wind Offshore
Pivoted Power LLP | West Weybridge |  | 0 | 49.9 | 49.9 | 2023-10-31 | Scoping | NGET | Battery Storage
Westermost Rough Ltd | Westermost Rough Offshore Wind Farm |  | 206.5 | 0 | 206.5 |  | Built | OFFSHORE | Wind Offshore
Hargreaves Services PLC | Westfield | Westfield | 0 | 23 | 23 | 2022-06-30 01:00 | Scoping | SPT | HYBRID
Hargreaves Services PLC | Westfield | Westfield | 0 | 32 | 32 | 2023-04-30 01:00 | Scoping | SPT | HYBRID
Whitelaw Brae Windfarm Limited | Whitelaw Brae Windfarm | Whitelaw Brae 'A' and 'B' 33kV Substations | 0 | 57 | 57 | 2022-10-31 | Scoping | SPT | Wind Onshore
ScottishPower Renewables (UK) Limited | Whitelee | Whitelee | 305 | 0 | 305 |  | Built | SPT | Wind Onshore
ScottishPower Renewables (UK) Limited | Whitelee Extension | Whitelee Extension | 206 | 0 | 206 |  | Built | SPT | Wind Onshore
Whiteside Hill Windfarm (Scotland) Limited | Whiteside Hill Wind Farm | Glenglass 132/33kV Substation | 27 | 0 | 27 |  | Built | SPT | Wind Onshore
Pivoted Power LLP | Whitson | Whitson 275kV Substation | 0 | 49.9 | 49.9 | 2026-10-31 | Scoping | NGET | Battery Storage
Calon Energy Limited | Willington | Willington | 0 | 828 | 828 | 2022-04-01 01:00 | Consents Approved | NGET | HYBRID
Calon Energy Limited | Willington | Willington | 0 | 317 | 317 | 2021-04-01 01:00 | Consents Approved | NGET | HYBRID
Calon Energy Limited | Willington | Willington | 0 | 828 | 828 | 2022-02-01 | Consents Approved | NGET | HYBRID
Pivoted Power LLP | Willington |  | 0 | 49.9 | 49.9 | 2022-10-31 | Scoping | NGET | Battery Storage
Good Energy Development (No.7) Limited | Willow Wind Farm | Willow Wind 132/33kV | 0 | 45 | 45 | 2023-04-01 01:00 | Awaiting Consents | SHET | Wind Onshore
Sembcorp Utilities (UK) Ltd | Wilton | Wilton 66kV | 141 | 0 | 141 |  | Built | NGET | CCGT
Windy Rig Wind Farm Limited | Windy Rig Wind Farm | Blackhill | 0 | 42.8 | 42.8 | 2020-04-30 01:00 | Scoping | SPT | Wind Onshore
Brockloch Rig Windfarm Ltd | Windy Standard II (Brockloch Rig 1) Wind Farm | Dun Hill 132/33kV Substation | 0 | 13.5 | 13.5 | 2022-04-30 | Consents Approved | SPT | Wind Onshore
Brockloch Rig Windfarm Ltd | Windy Standard II (Brockloch Rig 1) Wind Farm | Dun Hill 132/33kV Substation | 61.5 | 0 | 61.5 |  | Built | SPT | Wind Onshore
Brockloch Rig III Limited | Windy Standard III Wind Farm | Dun Hill | 0 | 43.5 | 43.5 | 2022-04-30 01:00 | Awaiting Consents | SPT | Wind Onshore
Nuclear Decommissioning Authority | Wylfa | Wylfa 400kV Substation | 0 | 0 | 0 |  | Built | NGET | Nuclear
Horizon Nuclear Power Wylfa Limited | Wylfa Newydd | Wylfa 400kV Substation | 0 | 0 | 0 | 2026-06-01 | Terminated | NGET | Nuclear
Horizon Nuclear Power Wylfa Limited | Wylfa Newydd | Wylfa 400kV Substation | 0 | 0 | 0 | 2027-06-01 | Terminated | NGET | Nuclear
Pivoted Power LLP | Wymondley |  | 0 | 49.9 | 49.9 | 2022-10-31 | Awaiting Consents | NGET | Battery Storage